## BOM
Vendor Code: 30336 | [7 empty] | Vendor Name: JENOPTIK | [6 empty] | Contact Name: KATHY MARTIN | [8 empty] | Phone: 248.853.5888 x4401
M2006021 CRANK GAGE - OP118 / OP128 / OP178
[5 empty] | ChryslerNPM |  |  |  |  | MFG Information |  |  | Manufacturer Parts Details | [8 empty] | Stock Status Information |  |  | Warranty Date | Warranty Date |  |  | RFM | Blank | Data Status
| Blank | TMS Equipment (column F from equipment list) | TMS Ext (column I from Feuipment List) | 50 Chars Manufacturer - Model - Machine Function - Sub-system (Sub-System Family) (column j / k / f / & I from equipment list) | NPM Family | NPM Interm | NPM Item | MFG. Part Number | Number of CHAR in MFG part number | MFG. No. (Vender No) | MFG Name |  | Manufacturer Description |  | Model / Serial No. | Total QTY (Bom) | Requiem- mended QTY | Part Type (A,B,C) | Pro- prietary Y/N (Leave Blank) | UOM | Cost | Lead Time (Days) | Replacement Cycle | Usage Class(500 or 900)(Leave Blank) | Start | End | Drawing and Sheet No. |  | No. |  |  | Component MTBF | Equivalent MTBF
|  | From TMS | From TMS |  | 2 Chars or 9 Chars | 3 Chars | 4 Chars | 30 Chars Max |  | 5 Chars | 30 Chars Max |  | 600 Chars Max |  | Blank | 5 Chars Max | 4 Chars Max | 1 Chars Max | Blank | 3 Chars Max | 8 Chars Max | 3 Chars Max | 2 Chars Max | Blank | mm/dd/yy | mm/dd/yy | 20 Chars Max |  | Blank | Blank
|  | Vendor | Vendor | Vendor | Vendor | Vendor | Vendor | Vendor |  | Vendor | Vendor |  | Vendor |  | Vendor | Vendor |  | Vendor |  | Vendor | Vendor | Vendor | Vendor |  | Vendor | Vendor | Vendor |  |  |  |  | Vendor | Vendor
1 |  | OP118 CRANK GAGE | BASY | JENOPTIK M2006021-118 CRANK GAGE BASE ASSEMBLY |  |  |  | M2006021-0100-001 | 17 | 30336 | JENOPTIK INDUSTRIAL METROLOGY | 29 | BASE | 4 |  | 1 |  | C |  | EACH |  |  |  |  | 8/6/2021 | 8/6/2022 | M2006021-0300 | 13
2 |  | OP118 CRANK GAGE | BASY | JENOPTIK M2006021-118 CRANK GAGE BASE ASSEMBLY |  |  |  | M2006021-0100-002 | 17 | 30336 | JENOPTIK INDUSTRIAL METROLOGY | 29 | OUTSIDE COVER | 13 |  | 1 |  | C |  | EACH |  |  |  |  | 8/6/2021 | 8/6/2022 | M2006021-0300 | 13
3 |  | OP118 CRANK GAGE | BASY | JENOPTIK M2006021-118 CRANK GAGE BASE ASSEMBLY |  |  |  | M2006021-0100-003 | 17 | 30336 | JENOPTIK INDUSTRIAL METROLOGY | 29 | FRONT LEFT COVER | 16 |  | 1 |  | C |  | EACH |  |  |  |  | 8/6/2021 | 8/6/2022 | M2006021-0300 | 13
4 |  | OP118 CRANK GAGE | BASY | JENOPTIK M2006021-118 CRANK GAGE BASE ASSEMBLY |  |  |  | M2006021-0100-004 | 17 | 30336 | JENOPTIK INDUSTRIAL METROLOGY | 29 | INSIDE COVER | 12 |  | 2 |  | C |  | EACH |  |  |  |  | 8/6/2021 | 8/6/2022 | M2006021-0300 | 13
5 |  | OP118 CRANK GAGE | BASY | JENOPTIK M2006021-118 CRANK GAGE BASE ASSEMBLY |  |  |  | M2006021-0100-005 | 17 | 30336 | JENOPTIK INDUSTRIAL METROLOGY | 29 | FRONT MIDDLE COVER | 18 |  | 1 |  | C |  | EACH |  |  |  |  | 8/6/2021 | 8/6/2022 | M2006021-0300 | 13
6 |  | OP118 CRANK GAGE | BASY | JENOPTIK M2006021-118 CRANK GAGE BASE ASSEMBLY |  |  |  | M2006021-0100-006 | 17 | 30336 | JENOPTIK INDUSTRIAL METROLOGY | 29 | FRONT RIGHT COVER | 17 |  | 1 |  | C |  | EACH |  |  |  |  | 8/6/2021 | 8/6/2022 | M2006021-0300 | 13
7 |  | OP118 CRANK GAGE | BASY | JENOPTIK M2006021-118 CRANK GAGE BASE ASSEMBLY |  |  |  | M2006021-0100-007 | 17 | 30336 | JENOPTIK INDUSTRIAL METROLOGY | 29 | PNUEMATICS PANEL | 16 |  | 1 |  | C |  | EACH |  |  |  |  | 8/6/2021 | 8/6/2022 | M2006021-0300 | 13
8 |  | OP118 CRANK GAGE | BASY | JENOPTIK M2006021-118 CRANK GAGE BASE ASSEMBLY |  |  |  | M2006021-0100-008 | 17 | 30336 | JENOPTIK INDUSTRIAL METROLOGY | 29 | BRACKET | 7 |  | 2 |  | C |  | EACH |  |  |  |  | 8/6/2021 | 8/6/2022 | M2006021-0300 | 13
9 |  | OP118 CRANK GAGE | BASY | JENOPTIK M2006021-118 CRANK GAGE BASE ASSEMBLY |  |  |  | M2006021-0100-009 | 17 | 30336 | JENOPTIK INDUSTRIAL METROLOGY | 29 | MANIFOLD BLOCK | 14 |  | 1 |  | C |  | EACH |  |  |  |  | 8/6/2021 | 8/6/2022 | M2006021-0300 | 13
10 |  | OP118 CRANK GAGE | BASY | JENOPTIK M2006021-118 CRANK GAGE BASE ASSEMBLY |  |  |  | M2006021-0100-010 | 17 | 30336 | JENOPTIK INDUSTRIAL METROLOGY | 29 | DRIP TRAY | 9 |  | 1 |  | C |  | EACH |  |  |  |  | 8/6/2021 | 8/6/2022 | M2006021-0300 | 13
11 |  | OP118 CRANK GAGE | BASY | JENOPTIK M2006021-118 CRANK GAGE BASE ASSEMBLY |  |  |  | M2006021-0100-011 | 17 | 30336 | JENOPTIK INDUSTRIAL METROLOGY | 29 | BRACKET | 7 |  | 1 |  | C |  | EACH |  |  |  |  | 8/6/2021 | 8/6/2022 | M2006021-0300 | 13
12 |  | OP118 CRANK GAGE | BASY | JENOPTIK M2006021-118 CRANK GAGE BASE ASSEMBLY |  |  |  | M2006021-0100-012 | 17 | 30336 | JENOPTIK INDUSTRIAL METROLOGY | 29 | FOOT PLATE | 10 |  | 4 |  | C |  | EACH |  |  |  |  | 8/6/2021 | 8/6/2022 | M2006021-0300 | 13
13 |  | OP118 CRANK GAGE | BASY | JENOPTIK M2006021-118 CRANK GAGE BASE ASSEMBLY |  |  |  | M2006021-0100-013 | 17 | 30336 | JENOPTIK INDUSTRIAL METROLOGY | 29 | MANIFOLD BLOCK | 14 |  | 1 | 1 | B |  | EACH | $180.00 | 60 | AS |  | 8/6/2021 | 8/6/2022 | M2006021-0300 | 13
14 |  | OP118 CRANK GAGE | BASY | JENOPTIK M2006021-118 CRANK GAGE BASE ASSEMBLY |  |  |  | M2006021-0300-002 | 17 | 17828 | AGS | 3 | FENCE ASSEMBLY | 14 |  | 1 |  | C |  | EACH |  |  |  |  | 8/6/2021 | 8/6/2022 | M2006021-0300 | 13
15 |  | OP118 CRANK GAGE | BASY | JENOPTIK M2006021-118 CRANK GAGE BASE ASSEMBLY |  |  |  | BNSHA 120-32 | 12 | NA - TMS | BILZ | 4 | ISOLATION PAD | 13 |  | 4 |  | C |  | EACH |  |  |  |  | 8/6/2021 | 8/6/2022 | M2006021-0300 | 13
16 |  | OP118 CRANK GAGE | BASY | JENOPTIK M2006021-118 CRANK GAGE BASE ASSEMBLY |  |  |  | 210763B | 7 | 20985 | C&C MANUFACTURING | 17 | GUARDING | 8 |  | 1 |  | C |  | EACH |  |  |  |  | 8/6/2021 | 8/6/2022 | M2006021-0300 | 13
17 |  | OP118 CRANK GAGE | BASY | JENOPTIK M2006021-118 CRANK GAGE BASE ASSEMBLY |  |  |  | MGB-L1HEB-PNA-L-159093 | 22 | 84861 | EUCHNER | 7 | LOCKING SET | 11 |  | 1 | 1 | A |  | EACH | $5500.00 | 60 | AS |  | 8/6/2021 | 8/6/2022 | M2006021-0300 | 13
18 |  | OP118 CRANK GAGE | BASY | JENOPTIK M2006021-118 CRANK GAGE BASE ASSEMBLY |  |  |  | MGB-L1HEB-PNA-R-159091 | 22 | 84861 | EUCHNER | 7 | LOCKING SET | 11 |  | 1 | 1 | A |  | EACH | $5500.00 | 60 | AS |  | 8/6/2021 | 8/6/2022 | M2006021-0300 | 13
19 |  | OP118 CRANK GAGE | BASY | JENOPTIK M2006021-118 CRANK GAGE BASE ASSEMBLY |  |  |  | GRLA-1/8-B | 10 | 43213 | FESTO | 5 | FLOW CONTROL VALVE | 18 |  | 1 | 1 | A |  | EACH | $70.00 | 30 | AS |  | 8/6/2021 | 8/6/2022 | M2006021-0300 | 13
20 |  | OP118 CRANK GAGE | BASY | JENOPTIK M2006021-118 CRANK GAGE BASE ASSEMBLY |  |  |  | QS-G1/8-6-I | 11 | 43213 | FESTO | 5 | AIR FITTING | 11 |  | 1 | 1 | B |  | EACH | $10.00 | 30 | AS |  | 8/6/2021 | 8/6/2022 | M2006021-0300 | 13
21 |  | OP118 CRANK GAGE | BASY | JENOPTIK M2006021-118 CRANK GAGE BASE ASSEMBLY |  |  |  | 2078809 | 7 | 47539 | HILTI | 5 | STUD ANCHOR | 11 |  | 4 |  | C |  | EACH |  |  |  |  | 8/6/2021 | 8/6/2022 | M2006021-0300 | 13
22 |  | OP118 CRANK GAGE | BASY | JENOPTIK M2006021-118 CRANK GAGE BASE ASSEMBLY |  |  |  | OGE200 | 6 | 53049 | IFM EFECTOR | 11 | PHOTOELECTRIC RECIEVER | 22 |  | 1 | 1 | A |  | EACH | $151.00 | 30 | AS |  | 8/6/2021 | 8/6/2022 | M2006021-0300 | 13
23 |  | OP118 CRANK GAGE | BASY | JENOPTIK M2006021-118 CRANK GAGE BASE ASSEMBLY |  |  |  | OGS200 | 6 | 53049 | IFM EFECTOR | 11 | PHOTOELECTRIC TRANSMITTER | 25 |  | 1 | 1 | A |  | EACH | $124.00 | 30 | AS |  | 8/6/2021 | 8/6/2022 | M2006021-0300 | 13
24 |  | OP118 CRANK GAGE | BASY | JENOPTIK M2006021-118 CRANK GAGE BASE ASSEMBLY |  |  |  | 2815K186 | 8 | 30025 | McMASTER CARR | 13 | COMPRESSION FITTING | 19 |  | 6 | 1 | B |  | EACH | $12.00 | 30 | AS |  | 8/6/2021 | 8/6/2022 | M2006021-0300 | 13
25 |  | OP118 CRANK GAGE | BASY | JENOPTIK M2006021-118 CRANK GAGE BASE ASSEMBLY |  |  |  | 50915K802 | 9 | 30025 | McMASTER CARR | 13 | TUBE SUPPORT | 12 |  | 3 | 1 | B |  | EACH | $6.00 | 30 | AS |  | 8/6/2021 | 8/6/2022 | M2006021-0300 | 13
26 |  | OP118 CRANK GAGE | BASY | JENOPTIK M2006021-118 CRANK GAGE BASE ASSEMBLY |  |  |  | 53505K41 | 8 | 30025 | McMASTER CARR | 13 | 1/8 INCH 90 DEGREE BARBED FITTING | 33 |  | 1 |  | C |  | EACH |  |  |  |  | 8/6/2021 | 8/6/2022 | M2006021-0300 | 13
27 |  | OP118 CRANK GAGE | BASY | JENOPTIK M2006021-118 CRANK GAGE BASE ASSEMBLY |  |  |  | KW3-V7 | 6 | 84949 | SKF | 3 | GRAVITY FEED RESEVOIR WITH INJECTION OILER PER EXOTIC AUTOMATION | 65 |  | 1 | 1 | A |  | EACH | $2702.00 | 60 | AS |  | 8/6/2021 | 8/6/2022 | M2006021-0300 | 13
28 |  | OP118 CRANK GAGE | BASY | JENOPTIK M2006021-118 CRANK GAGE BASE ASSEMBLY |  |  |  | M2006021-0100-014 | 17 | 30336 | JENOPTIK INDUSTRIAL METROLOGY | 29 | BRACKET | 7 |  | 4 |  | C |  | EACH |  |  |  |  | 8/6/2021 | 8/6/2022 | M2006021-0300 | 13
29 |  | OP118 CRANK GAGE | BASY | JENOPTIK M2006021-118 CRANK GAGE BASE ASSEMBLY |  |  |  | M2006021-0100-032 | 17 | 30336 | JENOPTIK INDUSTRIAL METROLOGY | 29 | SPACER | 6 |  | 1 |  | C |  | EACH |  |  |  |  | 8/6/2021 | 8/6/2022 | M2006021-0300 | 13
30 |  | OP118 CRANK GAGE | BASY | JENOPTIK M2006021-118 CRANK GAGE BASE ASSEMBLY |  |  |  | 6212.110 L747 | 13 | 55077 | RITTAL | 6 | SUPPORT SECTION | 15 |  | 1 |  | C |  | EACH |  |  |  |  | 8/6/2021 | 8/6/2022 | M2006021-0300 | 13
31 |  | OP118 CRANK GAGE | BASY | JENOPTIK M2006021-118 CRANK GAGE BASE ASSEMBLY |  |  |  | 6212.150 L84 | 12 | 55077 | RITTAL | 6 | SUPPORT SECTION | 15 |  | 1 |  | C |  | EACH |  |  |  |  | 8/6/2021 | 8/6/2022 | M2006021-0300 | 13
32 |  | OP118 CRANK GAGE | BASY | JENOPTIK M2006021-118 CRANK GAGE BASE ASSEMBLY |  |  |  | 6212.300 | 8 | 55077 | RITTAL | 6 | COUPLING | 8 |  | 1 |  | C |  | EACH |  |  |  |  | 8/6/2021 | 8/6/2022 | M2006021-0300 | 13
33 |  | OP118 CRANK GAGE | BASY | JENOPTIK M2006021-118 CRANK GAGE BASE ASSEMBLY |  |  |  | 6212.500 | 8 | 55077 | RITTAL | 6 | ADAPTER SUPPORT ARM CONNECTION | 30 |  | 1 |  | C |  | EACH |  |  |  |  | 8/6/2021 | 8/6/2022 | M2006021-0300 | 13
34 |  | OP118 CRANK GAGE | BASY | JENOPTIK M2006021-118 CRANK GAGE BASE ASSEMBLY |  |  |  | 6212.600 | 8 | 55077 | RITTAL | 6 | JOINT | 5 |  | 1 |  | C |  | EACH |  |  |  |  | 8/6/2021 | 8/6/2022 | M2006021-0300 | 13
35 |  | OP118 CRANK GAGE | BASY | JENOPTIK M2006021-118 CRANK GAGE BASE ASSEMBLY |  |  |  | 6212.740 W0 | 11 | 55077 | RITTAL | 6 | WALL MOUNTED HINGE | 18 |  | 1 |  | C |  | EACH |  |  |  |  | 8/6/2021 | 8/6/2022 | M2006021-0300 | 13
36 |  | OP118 CRANK GAGE | BASY | JENOPTIK M2006021-118 CRANK GAGE BASE ASSEMBLY |  |  |  | MGB-E-A2-106051 | 15 | 84861 | EUCHNER | 7 | ESCAPE RELEASE MODULE | 21 |  | 1 |  | C |  | EACH |  |  |  |  | 8/6/2021 | 8/6/2022 | M2006021-0300 | 13
37 |  | OP118 CRANK GAGE | RACK | JENOPTIK M2006021-118 CRANK GAGE REJECT RACK |  |  |  | M2006021-0200-001 | 17 | 30336 | JENOPTIK INDUSTRIAL METROLOGY | 29 | STAND | 5 |  | 1 |  | C |  | EACH |  |  |  |  | 8/6/2021 | 8/6/2022 | M2006021-0200 | 13
38 |  | OP118 CRANK GAGE | RACK | JENOPTIK M2006021-118 CRANK GAGE REJECT RACK |  |  |  | M2006021-0200-002 | 17 | 30336 | JENOPTIK INDUSTRIAL METROLOGY | 29 | GUIDE RAIL BRACKET | 18 |  | 2 |  | C |  | EACH |  |  |  |  | 8/6/2021 | 8/6/2022 | M2006021-0200 | 13
39 |  | OP118 CRANK GAGE | RACK | JENOPTIK M2006021-118 CRANK GAGE REJECT RACK |  |  |  | M2006021-0200-003 | 17 | 30336 | JENOPTIK INDUSTRIAL METROLOGY | 29 | RAIL | 4 |  | 2 | 1 | A |  | EACH | $1400.00 | 60 | AS |  | 8/6/2021 | 8/6/2022 | M2006021-0200 | 13
40 |  | OP118 CRANK GAGE | RACK | JENOPTIK M2006021-118 CRANK GAGE REJECT RACK |  |  |  | M2006021-0200-004 | 17 | 30336 | JENOPTIK INDUSTRIAL METROLOGY | 29 | KEVLAR PAD | 10 |  | 8 | 1 | B |  | EACH | $450.00 | 60 | AS |  | 8/6/2021 | 8/6/2022 | M2006021-0200 | 13
41 |  | OP118 CRANK GAGE | RACK | JENOPTIK M2006021-118 CRANK GAGE REJECT RACK |  |  |  | M2006021-0200-005 | 17 | 30336 | JENOPTIK INDUSTRIAL METROLOGY | 29 | SIDE WALL | 9 |  | 2 |  | C |  | EACH |  |  |  |  | 8/6/2021 | 8/6/2022 | M2006021-0200 | 13
42 |  | OP118 CRANK GAGE | RACK | JENOPTIK M2006021-118 CRANK GAGE REJECT RACK |  |  |  | M2006021-0200-006 | 17 | 30336 | JENOPTIK INDUSTRIAL METROLOGY | 29 | COVER | 5 |  | 4 |  | C |  | EACH |  |  |  |  | 8/6/2021 | 8/6/2022 | M2006021-0200 | 13
43 |  | OP118 CRANK GAGE | RACK | JENOPTIK M2006021-118 CRANK GAGE REJECT RACK |  |  |  | M2006021-0200-007 | 17 | 30336 | JENOPTIK INDUSTRIAL METROLOGY | 29 | GRAVITY DOG | 11 |  | 8 |  | C |  | EACH |  |  |  |  | 8/6/2021 | 8/6/2022 | M2006021-0200 | 13
44 |  | OP118 CRANK GAGE | RACK | JENOPTIK M2006021-118 CRANK GAGE REJECT RACK |  |  |  | M2006021-0200-008 | 17 | 30336 | JENOPTIK INDUSTRIAL METROLOGY | 29 | FRONT END PLATE | 15 |  | 1 |  | C |  | EACH |  |  |  |  | 8/6/2021 | 8/6/2022 | M2006021-0200 | 13
45 |  | OP118 CRANK GAGE | RACK | JENOPTIK M2006021-118 CRANK GAGE REJECT RACK |  |  |  | M2006021-0200-009 | 17 | 30336 | JENOPTIK INDUSTRIAL METROLOGY | 29 | END PLATE BRACKET | 17 |  | 4 |  | C |  | EACH |  |  |  |  | 8/6/2021 | 8/6/2022 | M2006021-0200 | 13
46 |  | OP118 CRANK GAGE | RACK | JENOPTIK M2006021-118 CRANK GAGE REJECT RACK |  |  |  | M2006021-0200-010 | 17 | 30336 | JENOPTIK INDUSTRIAL METROLOGY | 29 | FIXED SHAFT STAND | 17 |  | 2 |  | C |  | EACH |  |  |  |  | 8/6/2021 | 8/6/2022 | M2006021-0200 | 13
47 |  | OP118 CRANK GAGE | RACK | JENOPTIK M2006021-118 CRANK GAGE REJECT RACK |  |  |  | M2006021-0200-011 | 17 | 30336 | JENOPTIK INDUSTRIAL METROLOGY | 29 | ADJUSTABLE SHAFT STAND | 22 |  | 2 |  | C |  | EACH |  |  |  |  | 8/6/2021 | 8/6/2022 | M2006021-0200 | 13
48 |  | OP118 CRANK GAGE | RACK | JENOPTIK M2006021-118 CRANK GAGE REJECT RACK |  |  |  | M2006021-0200-012 | 17 | 30336 | JENOPTIK INDUSTRIAL METROLOGY | 29 | END STOP BLOCK | 14 |  | 2 |  | C |  | EACH |  |  |  |  | 8/6/2021 | 8/6/2022 | M2006021-0200 | 13
49 |  | OP118 CRANK GAGE | RACK | JENOPTIK M2006021-118 CRANK GAGE REJECT RACK |  |  |  | M2006021-0200-013 | 17 | 30336 | JENOPTIK INDUSTRIAL METROLOGY | 29 | END STOP CAP | 12 |  | 2 | 1 | B |  | EACH | $500.00 | 60 | AS |  | 8/6/2021 | 8/6/2022 | M2006021-0200 | 13
50 |  | OP118 CRANK GAGE | RACK | JENOPTIK M2006021-118 CRANK GAGE REJECT RACK |  |  |  | M2006021-0200-014 | 17 | 30336 | JENOPTIK INDUSTRIAL METROLOGY | 29 | REAR END PLATE | 14 |  | 1 |  | C |  | EACH |  |  |  |  | 8/6/2021 | 8/6/2022 | M2006021-0200 | 13
51 |  | OP118 CRANK GAGE | RACK | JENOPTIK M2006021-118 CRANK GAGE REJECT RACK |  |  |  | M2006021-0200-015 | 17 | 30336 | JENOPTIK INDUSTRIAL METROLOGY | 29 | PART PAD | 8 |  | 8 |  | C |  | EACH |  |  |  |  | 8/6/2021 | 8/6/2022 | M2006021-0200 | 13
52 |  | OP118 CRANK GAGE | RACK | JENOPTIK M2006021-118 CRANK GAGE REJECT RACK |  |  |  | M2006021-0200-016 | 17 | 30336 | JENOPTIK INDUSTRIAL METROLOGY | 29 | SPACER BLOCK | 12 |  | 8 |  | C |  | EACH |  |  |  |  | 8/6/2021 | 8/6/2022 | M2006021-0200 | 13
53 |  | OP118 CRANK GAGE | RACK | JENOPTIK M2006021-118 CRANK GAGE REJECT RACK |  |  |  | MDZW14 | 6 | 64621 | MISUMI | 6 | THRUST WASHER | 13 |  | 16 |  | C |  | EACH |  |  |  |  | 8/6/2021 | 8/6/2022 | M2006021-0200 | 13
54 |  | OP118 CRANK GAGE | RACK | JENOPTIK M2006021-118 CRANK GAGE REJECT RACK |  |  |  | MSB8-45 | 7 | 64621 | MISUMI | 6 | SHOULDER BOLT | 13 |  | 4 |  | C |  | EACH |  |  |  |  | 8/6/2021 | 8/6/2022 | M2006021-0200 | 13
55 |  | OP118 CRANK GAGE | RACK | JENOPTIK M2006021-118 CRANK GAGE REJECT RACK |  |  |  | OP-87404 | 8 | 44148 | KEYENCE | 7 | SWIVEL BRACKET | 14 |  | 2 |  | C |  | EACH |  |  |  |  | 8/6/2021 | 8/6/2022 | M2006021-0200 | 13
56 |  | OP118 CRANK GAGE | RACK | JENOPTIK M2006021-118 CRANK GAGE REJECT RACK |  |  |  | PZ-M53P | 7 | 44148 | KEYENCE | 7 | PHOTOELECTRIC SENSOR | 20 |  | 2 | 1 | A |  | EACH | $228.00 | 30 | AS |  | 8/6/2021 | 8/6/2022 | M2006021-0200 | 13
57 |  | OP118 CRANK GAGE | RACK | JENOPTIK M2006021-118 CRANK GAGE REJECT RACK |  |  |  | SCWM30 | 6 | 64621 | MISUMI | 6 | SHAFT COLLAR | 12 |  | 6 |  | C |  | EACH |  |  |  |  | 8/6/2021 | 8/6/2022 | M2006021-0200 | 13
58 |  | OP118 CRANK GAGE | RACK | JENOPTIK M2006021-118 CRANK GAGE REJECT RACK |  |  |  | SFJ30-482 | 9 | 64621 | MISUMI | 6 | PRECISION LINEAR SHAFT | 22 |  | 3 | 1 | B |  | EACH | $62.00 | 30 | AS |  | 8/6/2021 | 8/6/2022 | M2006021-0200 | 13
59 |  | OP118 CRANK GAGE | RACK | JENOPTIK M2006021-118 CRANK GAGE REJECT RACK |  |  |  | SHFZ16-12 | 9 | 64621 | MISUMI | 6 | BUSHING | 7 |  | 8 | 1 | B |  | EACH | $24.00 | 30 | AS |  | 8/6/2021 | 8/6/2022 | M2006021-0200 | 13
60 |  | OP118 CRANK GAGE | RACK | JENOPTIK M2006021-118 CRANK GAGE REJECT RACK |  |  |  | STWS16 | 6 | 64621 | MISUMI | 6 | RETAINING RING | 14 |  | 8 |  | C |  | EACH |  |  |  |  | 8/6/2021 | 8/6/2022 | M2006021-0200 | 13
61 |  | OP118 CRANK GAGE | RACK | JENOPTIK M2006021-118 CRANK GAGE REJECT RACK |  |  |  | CLM-20-SLF-BO | 13 | 64460 | CARR LANE | 9 | LEVELING FOOT | 13 |  | 4 |  | C |  | EACH |  |  |  |  | 8/6/2021 | 8/6/2022 | M2006021-0200 | 13
62 |  | OP118 CRANK GAGE | RACK | JENOPTIK M2006021-118 CRANK GAGE REJECT RACK |  |  |  | 2078809 | 7 | 47539 | HILTI | 5 | STUD ANCHOR | 11 |  | 4 |  | C |  | EACH |  |  |  |  | 8/6/2021 | 8/6/2022 | M2006021-0200 | 13
63 |  | OP118 CRANK GAGE | RACK | JENOPTIK M2006021-118 CRANK GAGE REJECT RACK |  |  |  | FSFJFB-D16-L31-N6-H12 | 21 | 64621 | MISUMI | 6 | PRECISION LINEAR SHAFT | 22 |  | 8 | 1 | B |  | EACH | $15.00 | 30 | AS |  | 8/6/2021 | 8/6/2022 | M2006021-0200 | 13
64 |  | OP118 CRANK GAGE | RACK | JENOPTIK M2006021-118 CRANK GAGE REJECT RACK |  |  |  | BES M12ME-PSC40B-S04G-003 | 25 | 39333 | BALLUFF | 7 | PROX SWITCH | 11 |  | 1 | 1 | A |  | EACH | $102.00 | 30 | AS |  | 8/6/2021 | 8/6/2022 | M2006021-0200 | 13
65 |  | OP118 CRANK GAGE | RACK | JENOPTIK M2006021-118 CRANK GAGE REJECT RACK |  |  |  | FABB10-120 | 10 | 64621 | MISUMI | 6 | THREADED ROD | 12 |  | 2 |  | C |  | EACH |  |  |  |  | 8/6/2021 | 8/6/2022 | M2006021-0200 | 13
66 |  | OP118 CRANK GAGE | RACK | JENOPTIK M2006021-118 CRANK GAGE REJECT RACK |  |  |  | BMS CU-M-D12-B040-00 | 20 | 39333 | BALLUFF | 7 | BASE | 4 |  | 2 |  | C |  | EACH |  |  |  |  | 8/6/2021 | 8/6/2022 | M2006021-0200 | 13
67 |  | OP118 CRANK GAGE | RACK | JENOPTIK M2006021-118 CRANK GAGE REJECT RACK |  |  |  | BAM002Z (BMS CC-M-D12-B-00) | 27 | 39333 | BALLUFF | 7 | CLAMP | 5 |  | 2 | 1 | A |  | EACH | $57.00 | 30 | AS |  | 8/6/2021 | 8/6/2022 | M2006021-0200 | 13
68 |  | OP118 CRANK GAGE | RACK | JENOPTIK M2006021-118 CRANK GAGE REJECT RACK |  |  |  | BAM021T (BMS RS-M-D12-0200-00) | 30 | 39333 | BALLUFF | 7 | ROD | 3 |  | 4 |  | C |  | EACH |  |  |  |  | 8/6/2021 | 8/6/2022 | M2006021-0200 | 13
69 |  | OP118 CRANK GAGE | RACK | JENOPTIK M2006021-118 CRANK GAGE REJECT RACK |  |  |  | 10059 | 5 | 19807 | CENTURY SPRING | 14 | SPRING | 6 |  | 4 | 1 | A |  | EACH | $10.00 | 20 | AS |  | 8/6/2021 | 8/6/2022 | M2006021-0200 | 13
70 |  | OP118 CRANK GAGE | RACK | JENOPTIK M2006021-118 CRANK GAGE REJECT RACK |  |  |  | 71565 | 5 | 19807 | CENTURY SPRING | 14 | SPRING | 6 |  | 4 | 1 | A |  | EACH | $20.00 | 20 | AS |  | 8/6/2021 | 8/6/2022 | M2006021-0200 | 13
71 |  | OP118 CRANK GAGE | RACK | JENOPTIK M2006021-118 CRANK GAGE REJECT RACK |  |  |  | WSSB-D25-V6.5-T3 | 16 | 64621 | MISUMI | 6 | WASHER | 6 |  | 8 |  | C |  | EACH |  |  |  |  | 8/6/2021 | 8/6/2022 | M2006021-0200 | 13
72 |  | OP118 CRANK GAGE | RACK | JENOPTIK M2006021-118 CRANK GAGE REJECT RACK |  |  |  | OGE281 | 6 | 53049 | IFM EFECTOR | 11 | PHOTOELECTRIC RECEIVER SENSOR | 29 |  | 1 | 1 | A |  | EACH | $154.00 | 30 | AS |  | 8/6/2021 | 8/6/2022 | M2006021-0200 | 13
73 |  | OP118 CRANK GAGE | RACK | JENOPTIK M2006021-118 CRANK GAGE REJECT RACK |  |  |  | OGS280 | 6 | 53049 | IFM EFECTOR | 11 | PHOTOELECTRIC TRANSMITTER SENSOR | 32 |  | 1 | 1 | A |  | EACH | $142.00 | 30 | AS |  | 8/6/2021 | 8/6/2022 | M2006021-0200 | 13
74 |  | OP118 CRANK GAGE | RACK | JENOPTIK M2006021-118 CRANK GAGE REJECT RACK |  |  |  | BAM0031 | 7 | 39333 | BALLUFF | 7 | FLEXIBLE MOUNT | 14 |  | 2 |  | C |  | EACH |  |  |  |  | 8/6/2021 | 8/6/2022 | M2006021-0200 | 13
75 |  | OP118 CRANK GAGE | RACK | JENOPTIK M2006021-118 CRANK GAGE REJECT RACK |  |  |  | BAM0032 | 7 | 39333 | BALLUFF | 7 | 18mm FLEXIBLE MOUNT | 19 |  | 2 |  | C |  | EACH |  |  |  |  | 8/6/2021 | 8/6/2022 | M2006021-0200 | 13
76 |  | OP118 CRANK GAGE | RACK | JENOPTIK M2006021-118 CRANK GAGE REJECT RACK |  |  |  | IFS289 | 6 | 53049 | IFM EFECTOR | 11 | INDUCTIVE PROXIMITY SENSOR | 26 |  | 1 | 1 | A |  | EACH | $69.00 | 30 | AS |  | 8/6/2021 | 8/6/2022 | M2006021-0200 | 13
77 |  | OP118 CRANK GAGE | SW | JENOPTIK M2006021-118 CRANK GAGE IFM EFFECTOR SWITCHES |  |  |  | 06H302 | 6 | 53049 | IFM EFECTOR | 11 | PHOTOELECTRIC SENSOR | 20 |  | 3 | 1 | A |  | EACH | $185.00 | 60 | AS |  | 8/6/2021 | 8/6/2022 | M2006021-1000 | 13
78 |  | OP118 CRANK GAGE | SW | JENOPTIK M2006021-118 CRANK GAGE IFM EFFECTOR SWITCHES |  |  |  | IFS289 | 6 | 53049 | IFM EFECTOR | 11 | INDUCTIVE PROXIMITY SENSOR | 26 |  | 9 | 1 | A |  | EACH | $69.00 | 30 | AS |  | 8/6/2021 | 8/6/2022 | M2006021-1000 | 13
79 |  | OP118 CRANK GAGE | SW | JENOPTIK M2006021-118 CRANK GAGE IFM EFFECTOR SWITCHES |  |  |  | IZ5044 | 6 | 53049 | IFM EFECTOR | 11 | INDUCTIVE SENSOR | 16 |  | 14 | 2 | A |  | EACH | $206.00 | 60 | AS |  | 8/6/2021 | 8/6/2022 | M2006021-1000 | 13
80 |  | OP118 CRANK GANTRY | SETUP | JENOPTIK M2006021-118 CRANK GAGE MEASUREMENT SETUP - 664339 |  |  |  | 664362 | 6 | 30336 | JENOPTIK INDUSTRIAL METROLOGY (GERMANY) | 39 | socket measuring parts | 22 |  | 1 |  | C |  | EACH |  |  |  |  | 8/6/2021 | 8/6/2022 | M2006021-0500 | 13
81 |  | OP118 CRANK GANTRY | SETUP | JENOPTIK M2006021-118 CRANK GAGE MEASUREMENT SETUP - 664339 |  |  |  | 664487 | 6 | 30336 | JENOPTIK INDUSTRIAL METROLOGY (GERMANY) | 39 | socket left | 11 |  | 1 |  | C |  | EACH |  |  |  |  | 8/6/2021 | 8/6/2022 | M2006021-0500 | 13
82 |  | OP118 CRANK GANTRY | SETUP | JENOPTIK M2006021-118 CRANK GAGE MEASUREMENT SETUP - 664339 |  |  |  | 10022004 | 8 | 30336 | JENOPTIK INDUSTRIAL METROLOGY (GERMANY) | 39 | column right | 12 |  | 1 |  | C |  | EACH |  |  |  |  | 8/6/2021 | 8/6/2022 | M2006021-0500 | 13
83 |  | OP118 CRANK GANTRY | SETUP | JENOPTIK M2006021-118 CRANK GAGE MEASUREMENT SETUP - 664339 |  |  |  | 664499 | 6 | 30336 | JENOPTIK INDUSTRIAL METROLOGY (GERMANY) | 39 | distance left | 13 |  | 1 |  | C |  | EACH |  |  |  |  | 8/6/2021 | 8/6/2022 | M2006021-0500 | 13
84 |  | OP118 CRANK GANTRY | SETUP | JENOPTIK M2006021-118 CRANK GAGE MEASUREMENT SETUP - 664339 |  |  |  | 10017927 | 8 | 30336 | JENOPTIK INDUSTRIAL METROLOGY (GERMANY) | 39 | spacer plate | 12 |  | 1 |  | C |  | EACH |  |  |  |  | 8/6/2021 | 8/6/2022 | M2006021-0500 | 13
85 |  | OP118 CRANK GANTRY | SETUP | JENOPTIK M2006021-118 CRANK GAGE MEASUREMENT SETUP - 664339 |  |  |  | 10017809 | 8 | 30336 | JENOPTIK INDUSTRIAL METROLOGY (GERMANY) | 39 | guiding rail | 12 |  | 1 |  | C |  | EACH |  |  |  |  | 8/6/2021 | 8/6/2022 | M2006021-0500 | 13
86 |  | OP118 CRANK GANTRY | SETUP | JENOPTIK M2006021-118 CRANK GAGE MEASUREMENT SETUP - 664339 |  |  |  | 667944 | 6 | 30336 | JENOPTIK INDUSTRIAL METROLOGY (GERMANY) | 39 | guiding rail | 12 |  | 1 |  | C |  | EACH |  |  |  |  | 8/6/2021 | 8/6/2022 | M2006021-0500 | 13
87 |  | OP118 CRANK GANTRY | SETUP | JENOPTIK M2006021-118 CRANK GAGE MEASUREMENT SETUP - 664339 |  |  |  | 10017810 | 8 | 30336 | JENOPTIK INDUSTRIAL METROLOGY (GERMANY) | 39 | holder support axis | 19 |  | 2 |  | C |  | EACH |  |  |  |  | 8/6/2021 | 8/6/2022 | M2006021-0500 | 13
88 |  | OP118 CRANK GANTRY | SETUP | JENOPTIK M2006021-118 CRANK GAGE MEASUREMENT SETUP - 664339 |  |  |  | D=15h6 L=435 | 12 | 77965 | Bosch Rexroth AG | 16 | precision mandrel D=15h6 L=435 | 30 |  | 1 | 1 | B |  | EACH | $38.00 | 140 | AS |  | 8/6/2021 | 8/6/2022 | M2006021-0500 | 13
89 |  | OP118 CRANK GANTRY | SETUP | JENOPTIK M2006021-118 CRANK GAGE MEASUREMENT SETUP - 664339 |  |  |  | 667109 | 6 | 30336 | JENOPTIK INDUSTRIAL METROLOGY (GERMANY) | 39 | swivel bearing with stroke index | 32 |  | 4 | 1 | B |  | EACH | $165.00 | 30 | AS |  | 8/6/2021 | 8/6/2022 | M2006021-0500 | 13
90 |  | OP118 CRANK GANTRY | SETUP | JENOPTIK M2006021-118 CRANK GAGE MEASUREMENT SETUP - 664339 |  |  |  | 10024509 | 8 | 30336 | JENOPTIK INDUSTRIAL METROLOGY (GERMANY) | 39 | basic holder | 12 |  | 5 |  | C |  | EACH |  |  |  |  | 8/6/2021 | 8/6/2022 | M2006021-0500 | 13
91 |  | OP118 CRANK GANTRY | SETUP | JENOPTIK M2006021-118 CRANK GAGE MEASUREMENT SETUP - 664339 |  |  |  | IM055112 | 8 | 30336 | JENOPTIK INDUSTRIAL METROLOGY (GERMANY) | 39 | ball pressure screw M8x20 | 25 |  | 15 |  | C |  | EACH |  |  |  |  | 8/6/2021 | 8/6/2022 | M2006021-0500 | 13
92 |  | OP118 CRANK GANTRY | SETUP | JENOPTIK M2006021-118 CRANK GAGE MEASUREMENT SETUP - 664339 |  |  |  | IM054573 | 8 | 30336 | JENOPTIK INDUSTRIAL METROLOGY (GERMANY) | 39 | shim ring | 9 |  | 1 |  | C |  | EACH |  |  |  |  | 8/6/2021 | 8/6/2022 | M2006021-0500 | 13
93 |  | OP118 CRANK GANTRY | SETUP | JENOPTIK M2006021-118 CRANK GAGE MEASUREMENT SETUP - 664339 |  |  |  | 10027700 | 8 | 30336 | JENOPTIK INDUSTRIAL METROLOGY (GERMANY) | 39 | pressure piece | 14 |  | 1 |  | C |  | EACH |  |  |  |  | 8/6/2021 | 8/6/2022 | M2006021-0500 | 13
94 |  | OP118 CRANK GANTRY | SETUP | JENOPTIK M2006021-118 CRANK GAGE MEASUREMENT SETUP - 664339 |  |  |  | 10049160 | 8 | 30336 | JENOPTIK INDUSTRIAL METROLOGY (GERMANY) | 39 | basic holder | 12 |  | 1 |  | C |  | EACH |  |  |  |  | 8/6/2021 | 8/6/2022 | M2006021-0500 | 13
95 |  | OP118 CRANK GANTRY | SETUP | JENOPTIK M2006021-118 CRANK GAGE MEASUREMENT SETUP - 664339 |  |  |  | 667110 | 6 | 30336 | JENOPTIK INDUSTRIAL METROLOGY (GERMANY) | 39 | crank pin device | 16 |  | 1 |  | C |  | EACH |  |  |  |  | 8/6/2021 | 8/6/2022 | M2006021-0500 | 13
96 |  | OP118 CRANK GANTRY | SETUP | JENOPTIK M2006021-118 CRANK GAGE MEASUREMENT SETUP - 664339 |  |  |  | 10049161 | 8 | 30336 | JENOPTIK INDUSTRIAL METROLOGY (GERMANY) | 39 | bearing bolt | 12 |  | 1 |  | C |  | EACH |  |  |  |  | 8/6/2021 | 8/6/2022 | M2006021-0500 | 13
97 |  | OP118 CRANK GANTRY | SETUP | JENOPTIK M2006021-118 CRANK GAGE MEASUREMENT SETUP - 664339 |  |  |  | 10049162 | 8 | 30336 | JENOPTIK INDUSTRIAL METROLOGY (GERMANY) | 39 | screw M8x0.5x40 | 15 |  | 1 |  | C |  | EACH |  |  |  |  | 8/6/2021 | 8/6/2022 | M2006021-0500 | 13
98 |  | OP118 CRANK GANTRY | SETUP | JENOPTIK M2006021-118 CRANK GAGE MEASUREMENT SETUP - 664339 |  |  |  | 10025521 | 8 | 30336 | JENOPTIK INDUSTRIAL METROLOGY (GERMANY) | 39 | measuring head holder | 21 |  | 1 |  | C |  | EACH |  |  |  |  | 8/6/2021 | 8/6/2022 | M2006021-0500 | 13
99 |  | OP118 CRANK GANTRY | SETUP | JENOPTIK M2006021-118 CRANK GAGE MEASUREMENT SETUP - 664339 |  |  |  | RIK1-2C 142/18000 Nx3VZ | 23 | NA - TMS | NUMERIK JENA GMBH | 17 | Incremental rotary encoder | 26 |  | 1 | 1 | A |  | EACH | $1620.00 | 60 | AS |  | 8/6/2021 | 8/6/2022 | M2006021-0500 | 13
100 |  | OP118 CRANK GANTRY | SETUP | JENOPTIK M2006021-118 CRANK GAGE MEASUREMENT SETUP - 664339 |  |  |  | 10025637 | 8 | 30336 | JENOPTIK INDUSTRIAL METROLOGY (GERMANY) | 39 | tension jack | 12 |  | 1 | 1 | B |  | EACH | $40.00 | 60 | AS |  | 8/6/2021 | 8/6/2022 | M2006021-0500 | 13
101 |  | OP118 CRANK GANTRY | SETUP | JENOPTIK M2006021-118 CRANK GAGE MEASUREMENT SETUP - 664339 |  |  |  | 10025621 | 8 | 30336 | JENOPTIK INDUSTRIAL METROLOGY (GERMANY) | 39 | cover | 5 |  | 1 |  | C |  | EACH |  |  |  |  | 8/6/2021 | 8/6/2022 | M2006021-0500 | 13
102 |  | OP118 CRANK GANTRY | SETUP | JENOPTIK M2006021-118 CRANK GAGE MEASUREMENT SETUP - 664339 |  |  |  | 10026044 | 8 | 30336 | JENOPTIK INDUSTRIAL METROLOGY (GERMANY) | 39 | push | 4 |  | 1 |  | C |  | EACH |  |  |  |  | 8/6/2021 | 8/6/2022 | M2006021-0500 | 13
103 |  | OP118 CRANK GANTRY | SETUP | JENOPTIK M2006021-118 CRANK GAGE MEASUREMENT SETUP - 664339 |  |  |  | 10025610 | 8 | 30336 | JENOPTIK INDUSTRIAL METROLOGY (GERMANY) | 39 | air supply | 10 |  | 1 | 1 | A |  | EACH | $45.00 | 60 | AS |  | 8/6/2021 | 8/6/2022 | M2006021-0500 | 13
104 |  | OP118 CRANK GANTRY | SETUP | JENOPTIK M2006021-118 CRANK GAGE MEASUREMENT SETUP - 664339 |  |  |  | 666483 | 6 | 30336 | JENOPTIK INDUSTRIAL METROLOGY (GERMANY) | 39 | base body | 9 |  | 1 |  | C |  | EACH |  |  |  |  | 8/6/2021 | 8/6/2022 | M2006021-0500 | 13
105 |  | OP118 CRANK GANTRY | SETUP | JENOPTIK M2006021-118 CRANK GAGE MEASUREMENT SETUP - 664339 |  |  |  | 666579 | 6 | 30336 | JENOPTIK INDUSTRIAL METROLOGY (GERMANY) | 39 | measuring block right side | 26 |  | 2 | 1 | A |  | EACH | $3375.00 | 60 | AS |  | 8/6/2021 | 8/6/2022 | M2006021-0500 | 13
106 |  | OP118 CRANK GANTRY | SETUP | JENOPTIK M2006021-118 CRANK GAGE MEASUREMENT SETUP - 664339 |  |  |  | 581428 | 6 | 30336 | JENOPTIK INDUSTRIAL METROLOGY (GERMANY) | 39 | flat measuring piece | 20 |  | 2 | 1 | A |  | EACH | $2005.00 | 60 | AS |  | 8/6/2021 | 8/6/2022 | M2006021-0500 | 13
107 |  | OP118 CRANK GANTRY | SETUP | JENOPTIK M2006021-118 CRANK GAGE MEASUREMENT SETUP - 664339 |  |  |  | 666581 | 6 | 30336 | JENOPTIK INDUSTRIAL METROLOGY (GERMANY) | 39 | measuring block left side | 25 |  | 2 | 1 | A |  | EACH | $3375.00 | 60 | AS |  | 8/6/2021 | 8/6/2022 | M2006021-0500 | 13
108 |  | OP118 CRANK GANTRY | SETUP | JENOPTIK M2006021-118 CRANK GAGE MEASUREMENT SETUP - 664339 |  |  |  | 581041 | 6 | 30336 | JENOPTIK INDUSTRIAL METROLOGY (GERMANY) | 39 | intake | 6 |  | 2 | 1 | B |  | EACH | $345.00 | 60 | AS |  | 8/6/2021 | 8/6/2022 | M2006021-0500 | 13
109 |  | OP118 CRANK GANTRY | SETUP | JENOPTIK M2006021-118 CRANK GAGE MEASUREMENT SETUP - 664339 |  |  |  | 581044 | 6 | 30336 | JENOPTIK INDUSTRIAL METROLOGY (GERMANY) | 39 | plate | 5 |  | 2 |  | C |  | EACH |  |  |  |  | 8/6/2021 | 8/6/2022 | M2006021-0500 | 13
110 |  | OP118 CRANK GANTRY | SETUP | JENOPTIK M2006021-118 CRANK GAGE MEASUREMENT SETUP - 664339 |  |  |  | 666528 | 6 | 30336 | JENOPTIK INDUSTRIAL METROLOGY (GERMANY) | 39 | inlet plate | 11 |  | 2 | 1 | B |  | EACH | $150.00 | 60 | AS |  | 8/6/2021 | 8/6/2022 | M2006021-0500 | 13
111 |  | OP118 CRANK GANTRY | SETUP | JENOPTIK M2006021-118 CRANK GAGE MEASUREMENT SETUP - 664339 |  |  |  | 10040126 | 8 | 30336 | JENOPTIK INDUSTRIAL METROLOGY (GERMANY) | 39 | sleeve | 6 |  | 2 |  | C |  | EACH |  |  |  |  | 8/6/2021 | 8/6/2022 | M2006021-0500 | 13
112 |  | OP118 CRANK GANTRY | SETUP | JENOPTIK M2006021-118 CRANK GAGE MEASUREMENT SETUP - 664339 |  |  |  | 10040131 | 8 | 30336 | JENOPTIK INDUSTRIAL METROLOGY (GERMANY) | 39 | shaft | 5 |  | 4 |  | C |  | EACH |  |  |  |  | 8/6/2021 | 8/6/2022 | M2006021-0500 | 13
113 |  | OP118 CRANK GANTRY | SETUP | JENOPTIK M2006021-118 CRANK GAGE MEASUREMENT SETUP - 664339 |  |  |  | 581632 | 6 | 30336 | JENOPTIK INDUSTRIAL METROLOGY (GERMANY) | 39 | slide bar | 9 |  | 2 |  | C |  | EACH |  |  |  |  | 8/6/2021 | 8/6/2022 | M2006021-0500 | 13
114 |  | OP118 CRANK GANTRY | SETUP | JENOPTIK M2006021-118 CRANK GAGE MEASUREMENT SETUP - 664339 |  |  |  | 10040115 | 8 | 30336 | JENOPTIK INDUSTRIAL METROLOGY (GERMANY) | 39 | guide bush | 10 |  | 4 |  | C |  | EACH |  |  |  |  | 8/6/2021 | 8/6/2022 | M2006021-0500 | 13
115 |  | OP118 CRANK GANTRY | SETUP | JENOPTIK M2006021-118 CRANK GAGE MEASUREMENT SETUP - 664339 |  |  |  | 10040116 | 8 | 30336 | JENOPTIK INDUSTRIAL METROLOGY (GERMANY) | 39 | ball cage | 9 |  | 4 |  | C |  | EACH |  |  |  |  | 8/6/2021 | 8/6/2022 | M2006021-0500 | 13
116 |  | OP118 CRANK GANTRY | SETUP | JENOPTIK M2006021-118 CRANK GAGE MEASUREMENT SETUP - 664339 |  |  |  | ST1277 (657947) | 15 | 37586 | Heidenhain | 10 | Probe ST1277 radial 25-fold Interp / Incremental probe 383973-XX ST 1277 / Measuring length: 12mm / Accuracy class: 1 | 117 |  | 2 | 1 | A |  | EACH | $1,397.00 | 175 | AS |  | 8/6/2021 | 8/6/2022 | M2006021-0500 | 13
117 |  | OP118 CRANK GANTRY | SETUP | JENOPTIK M2006021-118 CRANK GAGE MEASUREMENT SETUP - 664339 |  |  |  | SME-926726 (647195) | 19 | 10554 | AMETEK GMBH | 11 | measuring probe AM modified | 27 |  | 4 | 1 | A |  | EACH | $935.00 | 60 | AS |  | 8/6/2021 | 8/6/2022 | M2006021-0500 | 13
118 |  | OP118 CRANK GANTRY | SETUP | JENOPTIK M2006021-118 CRANK GAGE MEASUREMENT SETUP - 664339 |  |  |  | AEVC-10-10-A-P188075 | 20 | 43213 | FESTO | 5 | short-stroke cylinder | 21 |  | 2 | 1 | A |  | EACH | $95.00 | 60 | AS |  | 8/6/2021 | 8/6/2022 | M2006021-0500 | 13
119 |  | OP118 CRANK GANTRY | SETUP | JENOPTIK M2006021-118 CRANK GAGE MEASUREMENT SETUP - 664339 |  |  |  | M0130301 | 8 | 30336 | JENOPTIK INDUSTRIAL METROLOGY (GERMANY) | 39 | Contact pin P L=5 | 17 |  | 2 | 1 | A |  | EACH | $30.00 | 60 | AS |  | 8/6/2021 | 8/6/2022 | M2006021-0500 | 13
120 |  | OP118 CRANK GANTRY | SETUP | JENOPTIK M2006021-118 CRANK GAGE MEASUREMENT SETUP - 664339 |  |  |  | M0130313 | 8 | 30336 | JENOPTIK INDUSTRIAL METROLOGY (GERMANY) | 39 | Gauging bolt HM 3,2 L 5 | 23 |  | 2 | 1 | A |  | EACH | $30.00 | 60 | AS |  | 8/6/2021 | 8/6/2022 | M2006021-0500 | 13
121 |  | OP118 CRANK GANTRY | SETUP | JENOPTIK M2006021-118 CRANK GAGE MEASUREMENT SETUP - 664339 |  |  |  | O0334887 | 8 | 30336 | JENOPTIK INDUSTRIAL METROLOGY (GERMANY) | 39 | Clamping bushing K7 | 19 |  | 2 |  | C |  | EACH |  |  |  |  | 8/6/2021 | 8/6/2022 | M2006021-0500 | 13
122 |  | OP118 CRANK GANTRY | SETUP | JENOPTIK M2006021-118 CRANK GAGE MEASUREMENT SETUP - 664339 |  |  |  | O0334886 | 8 | 30336 | JENOPTIK INDUSTRIAL METROLOGY (GERMANY) | 39 | Clamping screw K6 | 17 |  | 2 |  | C |  | EACH |  |  |  |  | 8/6/2021 | 8/6/2022 | M2006021-0500 | 13
123 |  | OP118 CRANK GANTRY | SETUP | JENOPTIK M2006021-118 CRANK GAGE MEASUREMENT SETUP - 664339 |  |  |  | 581177 | 6 | 30336 | JENOPTIK INDUSTRIAL METROLOGY (GERMANY) | 39 | plate | 5 |  | 4 |  | C |  | EACH |  |  |  |  | 8/6/2021 | 8/6/2022 | M2006021-0500 | 13
124 |  | OP118 CRANK GANTRY | SETUP | JENOPTIK M2006021-118 CRANK GAGE MEASUREMENT SETUP - 664339 |  |  |  | 581179 | 6 | 30336 | JENOPTIK INDUSTRIAL METROLOGY (GERMANY) | 39 | cable holder | 12 |  | 4 |  | C |  | EACH |  |  |  |  | 8/6/2021 | 8/6/2022 | M2006021-0500 | 13
125 |  | OP118 CRANK GANTRY | SETUP | JENOPTIK M2006021-118 CRANK GAGE MEASUREMENT SETUP - 664339 |  |  |  | 581401 | 6 | 30336 | JENOPTIK INDUSTRIAL METROLOGY (GERMANY) | 39 | bracket | 7 |  | 2 |  | C |  | EACH |  |  |  |  | 8/6/2021 | 8/6/2022 | M2006021-0500 | 13
126 |  | OP118 CRANK GANTRY | SETUP | JENOPTIK M2006021-118 CRANK GAGE MEASUREMENT SETUP - 664339 |  |  |  | M0130166 | 8 | 30336 | JENOPTIK INDUSTRIAL METROLOGY (GERMANY) | 39 | eyebolt M3 | 10 |  | 2 |  | C |  | EACH |  |  |  |  | 8/6/2021 | 8/6/2022 | M2006021-0500 | 13
127 |  | OP118 CRANK GANTRY | SETUP | JENOPTIK M2006021-118 CRANK GAGE MEASUREMENT SETUP - 664339 |  |  |  | Z-017I (566171) | 15 | 30336 | JENOPTIK INDUSTRIAL METROLOGY (GERMANY) | 39 | extension spring Z-017I | 23 |  | 2 | 1 | A |  | EACH | $4.80 | 14 | AS |  | 8/6/2021 | 8/6/2022 | M2006021-0500 | 13
128 |  | OP118 CRANK GANTRY | SETUP | JENOPTIK M2006021-118 CRANK GAGE MEASUREMENT SETUP - 664339 |  |  |  | 583776 | 6 | 30336 | JENOPTIK INDUSTRIAL METROLOGY (GERMANY) | 39 | mounting bracket | 16 |  | 2 |  | C |  | EACH |  |  |  |  | 8/6/2021 | 8/6/2022 | M2006021-0500 | 13
129 |  | OP118 CRANK GANTRY | SETUP | JENOPTIK M2006021-118 CRANK GAGE MEASUREMENT SETUP - 664339 |  |  |  | 583773 | 6 | 30336 | JENOPTIK INDUSTRIAL METROLOGY (GERMANY) | 39 | tool holder | 11 |  | 2 |  | C |  | EACH |  |  |  |  | 8/6/2021 | 8/6/2022 | M2006021-0500 | 13
130 |  | OP118 CRANK GANTRY | SETUP | JENOPTIK M2006021-118 CRANK GAGE MEASUREMENT SETUP - 664339 |  |  |  | BES 516-3007-G-E4-C-S4-00,2 | 27 | 39333 | BALLUFF | 7 | inductive sensor | 16 |  | 2 | 1 | A |  | EACH | $311.00 | 60 | AS |  | 8/6/2021 | 8/6/2022 | M2006021-0500 | 13
131 |  | OP118 CRANK GANTRY | SETUP | JENOPTIK M2006021-118 CRANK GAGE MEASUREMENT SETUP - 664339 |  |  |  | IM061823 | 8 | 30336 | JENOPTIK INDUSTRIAL METROLOGY (GERMANY) | 39 | T-clips for tubes D=4-5 mm | 26 |  | 6 |  | C |  | EACH |  |  |  |  | 8/6/2021 | 8/6/2022 | M2006021-0500 | 13
132 |  | OP118 CRANK GANTRY | SETUP | JENOPTIK M2006021-118 CRANK GAGE MEASUREMENT SETUP - 664339 |  |  |  | 10036970 | 8 | 30336 | JENOPTIK INDUSTRIAL METROLOGY (GERMANY) | 39 | shim ring | 9 |  | 2 |  | C |  | EACH |  |  |  |  | 8/6/2021 | 8/6/2022 | M2006021-0500 | 13
133 |  | OP118 CRANK GANTRY | SETUP | JENOPTIK M2006021-118 CRANK GAGE MEASUREMENT SETUP - 664339 |  |  |  | 666529 | 6 | 30336 | JENOPTIK INDUSTRIAL METROLOGY (GERMANY) | 39 | socket | 6 |  | 4 |  | C |  | EACH |  |  |  |  | 8/6/2021 | 8/6/2022 | M2006021-0500 | 13
134 |  | OP118 CRANK GANTRY | SETUP | JENOPTIK M2006021-118 CRANK GAGE MEASUREMENT SETUP - 664339 |  |  |  | 652129 | 6 | 30336 | JENOPTIK INDUSTRIAL METROLOGY (GERMANY) | 39 | cable guide | 11 |  | 2 |  | C |  | EACH |  |  |  |  | 8/6/2021 | 8/6/2022 | M2006021-0500 | 13
135 |  | OP118 CRANK GANTRY | SETUP | JENOPTIK M2006021-118 CRANK GAGE MEASUREMENT SETUP - 664339 |  |  |  | 652132 | 6 | 30336 | JENOPTIK INDUSTRIAL METROLOGY (GERMANY) | 39 | plate | 5 |  | 4 |  | C |  | EACH |  |  |  |  | 8/6/2021 | 8/6/2022 | M2006021-0500 | 13
136 |  | OP118 CRANK GANTRY | SETUP | JENOPTIK M2006021-118 CRANK GAGE MEASUREMENT SETUP - 664339 |  |  |  | 667665 | 6 | 30336 | JENOPTIK INDUSTRIAL METROLOGY (GERMANY) | 39 | base body | 9 |  | 1 |  | C |  | EACH |  |  |  |  | 8/6/2021 | 8/6/2022 | M2006021-0500 | 13
137 |  | OP118 CRANK GANTRY | SETUP | JENOPTIK M2006021-118 CRANK GAGE MEASUREMENT SETUP - 664339 |  |  |  | 666964 | 6 | 30336 | JENOPTIK INDUSTRIAL METROLOGY (GERMANY) | 39 | measuring block right side | 26 |  | 2 | 1 | A |  | EACH | $2705.00 | 60 | AS |  | 8/6/2021 | 8/6/2022 | M2006021-0500 | 13
138 |  | OP118 CRANK GANTRY | SETUP | JENOPTIK M2006021-118 CRANK GAGE MEASUREMENT SETUP - 664339 |  |  |  | 581428 | 6 | 30336 | JENOPTIK INDUSTRIAL METROLOGY (GERMANY) | 39 | flat measuring piece | 20 |  | 2 | 1 | A |  | EACH | $2005.00 | 60 | AS |  | 8/6/2021 | 8/6/2022 | M2006021-0500 | 13
139 |  | OP118 CRANK GANTRY | SETUP | JENOPTIK M2006021-118 CRANK GAGE MEASUREMENT SETUP - 664339 |  |  |  | 666967 | 6 | 30336 | JENOPTIK INDUSTRIAL METROLOGY (GERMANY) | 39 | measuring block left side | 25 |  | 2 | 1 | A |  | EACH | $2705.00 | 60 | AS |  | 8/6/2021 | 8/6/2022 | M2006021-0500 | 13
140 |  | OP118 CRANK GANTRY | SETUP | JENOPTIK M2006021-118 CRANK GAGE MEASUREMENT SETUP - 664339 |  |  |  | 582387 | 6 | 30336 | JENOPTIK INDUSTRIAL METROLOGY (GERMANY) | 39 | intake | 6 |  | 2 | 1 | B |  | EACH | $330.00 | 60 | AS |  | 8/6/2021 | 8/6/2022 | M2006021-0500 | 13
141 |  | OP118 CRANK GANTRY | SETUP | JENOPTIK M2006021-118 CRANK GAGE MEASUREMENT SETUP - 664339 |  |  |  | 581044 | 6 | 30336 | JENOPTIK INDUSTRIAL METROLOGY (GERMANY) | 39 | plate | 5 |  | 2 |  | C |  | EACH |  |  |  |  | 8/6/2021 | 8/6/2022 | M2006021-0500 | 13
142 |  | OP118 CRANK GANTRY | SETUP | JENOPTIK M2006021-118 CRANK GAGE MEASUREMENT SETUP - 664339 |  |  |  | 10040126 | 8 | 30336 | JENOPTIK INDUSTRIAL METROLOGY (GERMANY) | 39 | sleeve | 6 |  | 2 |  | C |  | EACH |  |  |  |  | 8/6/2021 | 8/6/2022 | M2006021-0500 | 13
143 |  | OP118 CRANK GANTRY | SETUP | JENOPTIK M2006021-118 CRANK GAGE MEASUREMENT SETUP - 664339 |  |  |  | 10040131 | 8 | 30336 | JENOPTIK INDUSTRIAL METROLOGY (GERMANY) | 39 | shaft | 5 |  | 4 |  | C |  | EACH |  |  |  |  | 8/6/2021 | 8/6/2022 | M2006021-0500 | 13
144 |  | OP118 CRANK GANTRY | SETUP | JENOPTIK M2006021-118 CRANK GAGE MEASUREMENT SETUP - 664339 |  |  |  | 10040115 | 8 | 30336 | JENOPTIK INDUSTRIAL METROLOGY (GERMANY) | 39 | guide bush | 10 |  | 4 |  | C |  | EACH |  |  |  |  | 8/6/2021 | 8/6/2022 | M2006021-0500 | 13
145 |  | OP118 CRANK GANTRY | SETUP | JENOPTIK M2006021-118 CRANK GAGE MEASUREMENT SETUP - 664339 |  |  |  | 10040116 | 8 | 30336 | JENOPTIK INDUSTRIAL METROLOGY (GERMANY) | 39 | ball cage | 9 |  | 4 |  | C |  | EACH |  |  |  |  | 8/6/2021 | 8/6/2022 | M2006021-0500 | 13
146 |  | OP118 CRANK GANTRY | SETUP | JENOPTIK M2006021-118 CRANK GAGE MEASUREMENT SETUP - 664339 |  |  |  | ST1277 (657947) | 15 | 37586 | Heidenhain | 10 | Probe ST1277 radial 25-fold Interp / Incremental probe 383973-XX ST 1277 / Measuring length: 12mm / Accuracy class: 1 | 117 |  | 2 | 1 | A |  | EACH | $1,397.00 | 175 | AS |  | 8/6/2021 | 8/6/2022 | M2006021-0500 | 13
147 |  | OP118 CRANK GANTRY | SETUP | JENOPTIK M2006021-118 CRANK GAGE MEASUREMENT SETUP - 664339 |  |  |  | SME-926726 (647195) | 19 | 10554 | AMETEK GMBH | 11 | measuring probe AM modified | 27 |  | 4 | 1 | A |  | EACH | $935.00 | 60 | AS |  | 8/6/2021 | 8/6/2022 | M2006021-0500 | 13
148 |  | OP118 CRANK GANTRY | SETUP | JENOPTIK M2006021-118 CRANK GAGE MEASUREMENT SETUP - 664339 |  |  |  | AEVC-10-10-A-P188075 | 20 | 43213 | FESTO | 5 | short-stroke cylinder | 21 |  | 2 | 1 | A |  | EACH | $95.00 | 60 | AS |  | 8/6/2021 | 8/6/2022 | M2006021-0500 | 13
149 |  | OP118 CRANK GANTRY | SETUP | JENOPTIK M2006021-118 CRANK GAGE MEASUREMENT SETUP - 664339 |  |  |  | M0130301 | 8 | 30336 | JENOPTIK INDUSTRIAL METROLOGY (GERMANY) | 39 | Contact pin P L=5 | 17 |  | 2 | 1 | A |  | EACH | $30.00 | 60 | AS |  | 8/6/2021 | 8/6/2022 | M2006021-0500 | 13
150 |  | OP118 CRANK GANTRY | SETUP | JENOPTIK M2006021-118 CRANK GAGE MEASUREMENT SETUP - 664339 |  |  |  | M0130313 | 8 | 30336 | JENOPTIK INDUSTRIAL METROLOGY (GERMANY) | 39 | Gauging bolt HM 3,2 L 5 | 23 |  | 2 | 1 | A |  | EACH | $30.00 | 60 | AS |  | 8/6/2021 | 8/6/2022 | M2006021-0500 | 13
151 |  | OP118 CRANK GANTRY | SETUP | JENOPTIK M2006021-118 CRANK GAGE MEASUREMENT SETUP - 664339 |  |  |  | O0334887 | 8 | 30336 | JENOPTIK INDUSTRIAL METROLOGY (GERMANY) | 39 | Clamping bushing K7 | 19 |  | 2 |  | C |  | EACH |  |  |  |  | 8/6/2021 | 8/6/2022 | M2006021-0500 | 13
152 |  | OP118 CRANK GANTRY | SETUP | JENOPTIK M2006021-118 CRANK GAGE MEASUREMENT SETUP - 664339 |  |  |  | O0334886 | 8 | 30336 | JENOPTIK INDUSTRIAL METROLOGY (GERMANY) | 39 | Clamping screw K6 | 17 |  | 2 |  | C |  | EACH |  |  |  |  | 8/6/2021 | 8/6/2022 | M2006021-0500 | 13
153 |  | OP118 CRANK GANTRY | SETUP | JENOPTIK M2006021-118 CRANK GAGE MEASUREMENT SETUP - 664339 |  |  |  | 581401 | 6 | 30336 | JENOPTIK INDUSTRIAL METROLOGY (GERMANY) | 39 | bracket | 7 |  | 2 |  | C |  | EACH |  |  |  |  | 8/6/2021 | 8/6/2022 | M2006021-0500 | 13
154 |  | OP118 CRANK GANTRY | SETUP | JENOPTIK M2006021-118 CRANK GAGE MEASUREMENT SETUP - 664339 |  |  |  | M0130166 | 8 | 30336 | JENOPTIK INDUSTRIAL METROLOGY (GERMANY) | 39 | eyebolt M3 | 10 |  | 2 |  | C |  | EACH |  |  |  |  | 8/6/2021 | 8/6/2022 | M2006021-0500 | 13
155 |  | OP118 CRANK GANTRY | SETUP | JENOPTIK M2006021-118 CRANK GAGE MEASUREMENT SETUP - 664339 |  |  |  | Z-017I (566171) | 15 | 30336 | JENOPTIK INDUSTRIAL METROLOGY (GERMANY) | 39 | extension spring Z-017I | 23 |  | 2 | 1 | A |  | EACH | $4.80 | 14 | AS |  | 8/6/2021 | 8/6/2022 | M2006021-0500 | 13
156 |  | OP118 CRANK GANTRY | SETUP | JENOPTIK M2006021-118 CRANK GAGE MEASUREMENT SETUP - 664339 |  |  |  | 666911 | 6 | 30336 | JENOPTIK INDUSTRIAL METROLOGY (GERMANY) | 39 | plate | 5 |  | 4 |  | C |  | EACH |  |  |  |  | 8/6/2021 | 8/6/2022 | M2006021-0500 | 13
157 |  | OP118 CRANK GANTRY | SETUP | JENOPTIK M2006021-118 CRANK GAGE MEASUREMENT SETUP - 664339 |  |  |  | 582710 | 6 | 30336 | JENOPTIK INDUSTRIAL METROLOGY (GERMANY) | 39 | cable holder | 12 |  | 4 |  | C |  | EACH |  |  |  |  | 8/6/2021 | 8/6/2022 | M2006021-0500 | 13
158 |  | OP118 CRANK GANTRY | SETUP | JENOPTIK M2006021-118 CRANK GAGE MEASUREMENT SETUP - 664339 |  |  |  | 666839 | 6 | 30336 | JENOPTIK INDUSTRIAL METROLOGY (GERMANY) | 39 | bracket | 7 |  | 2 |  | C |  | EACH |  |  |  |  | 8/6/2021 | 8/6/2022 | M2006021-0500 | 13
159 |  | OP118 CRANK GANTRY | SETUP | JENOPTIK M2006021-118 CRANK GAGE MEASUREMENT SETUP - 664339 |  |  |  | 583793 | 6 | 30336 | JENOPTIK INDUSTRIAL METROLOGY (GERMANY) | 39 | plate | 5 |  | 2 |  | C |  | EACH |  |  |  |  | 8/6/2021 | 8/6/2022 | M2006021-0500 | 13
160 |  | OP118 CRANK GANTRY | SETUP | JENOPTIK M2006021-118 CRANK GAGE MEASUREMENT SETUP - 664339 |  |  |  | 583773 | 6 | 30336 | JENOPTIK INDUSTRIAL METROLOGY (GERMANY) | 39 | tool holder | 11 |  | 2 |  | C |  | EACH |  |  |  |  | 8/6/2021 | 8/6/2022 | M2006021-0500 | 13
161 |  | OP118 CRANK GANTRY | SETUP | JENOPTIK M2006021-118 CRANK GAGE MEASUREMENT SETUP - 664339 |  |  |  | BES 516-3007-G-E4-C-S4-00,2 | 27 | 39333 | BALLUFF | 7 | inductive sensor | 16 |  | 2 | 1 | A |  | EACH | $311.00 | 60 | AS |  | 8/6/2021 | 8/6/2022 | M2006021-0500 | 13
162 |  | OP118 CRANK GANTRY | SETUP | JENOPTIK M2006021-118 CRANK GAGE MEASUREMENT SETUP - 664339 |  |  |  | 666823 | 6 | 30336 | JENOPTIK INDUSTRIAL METROLOGY (GERMANY) | 39 | cable guide | 11 |  | 2 |  | C |  | EACH |  |  |  |  | 8/6/2021 | 8/6/2022 | M2006021-0500 | 13
163 |  | OP118 CRANK GANTRY | SETUP | JENOPTIK M2006021-118 CRANK GAGE MEASUREMENT SETUP - 664339 |  |  |  | 652132 | 6 | 30336 | JENOPTIK INDUSTRIAL METROLOGY (GERMANY) | 39 | plate | 5 |  | 4 |  | C |  | EACH |  |  |  |  | 8/6/2021 | 8/6/2022 | M2006021-0500 | 13
164 |  | OP118 CRANK GANTRY | SETUP | JENOPTIK M2006021-118 CRANK GAGE MEASUREMENT SETUP - 664339 |  |  |  | 666818 | 6 | 30336 | JENOPTIK INDUSTRIAL METROLOGY (GERMANY) | 39 | socket | 6 |  | 4 |  | C |  | EACH |  |  |  |  | 8/6/2021 | 8/6/2022 | M2006021-0500 | 13
165 |  | OP118 CRANK GANTRY | SETUP | JENOPTIK M2006021-118 CRANK GAGE MEASUREMENT SETUP - 664339 |  |  |  | IM061823 | 8 | 30336 | JENOPTIK INDUSTRIAL METROLOGY (GERMANY) | 39 | T-clips for tubes D=4-5 mm | 26 |  | 6 |  | C |  | EACH |  |  |  |  | 8/6/2021 | 8/6/2022 | M2006021-0500 | 13
166 |  | OP118 CRANK GANTRY | SETUP | JENOPTIK M2006021-118 CRANK GAGE MEASUREMENT SETUP - 664339 |  |  |  | 666807 | 6 | 30336 | JENOPTIK INDUSTRIAL METROLOGY (GERMANY) | 39 | base body | 9 |  | 1 |  | C |  | EACH |  |  |  |  | 8/6/2021 | 8/6/2022 | M2006021-0500 | 13
167 |  | OP118 CRANK GANTRY | SETUP | JENOPTIK M2006021-118 CRANK GAGE MEASUREMENT SETUP - 664339 |  |  |  | 666964 | 6 | 30336 | JENOPTIK INDUSTRIAL METROLOGY (GERMANY) | 39 | measuring block right side | 26 |  | 2 | 1 | A |  | EACH | $2705.00 | 60 | AS |  | 8/6/2021 | 8/6/2022 | M2006021-0500 | 13
168 |  | OP118 CRANK GANTRY | SETUP | JENOPTIK M2006021-118 CRANK GAGE MEASUREMENT SETUP - 664339 |  |  |  | 581428 | 6 | 30336 | JENOPTIK INDUSTRIAL METROLOGY (GERMANY) | 39 | flat measuring piece | 20 |  | 2 | 1 | A |  | EACH | $2005.00 | 60 | AS |  | 8/6/2021 | 8/6/2022 | M2006021-0500 | 13
169 |  | OP118 CRANK GANTRY | SETUP | JENOPTIK M2006021-118 CRANK GAGE MEASUREMENT SETUP - 664339 |  |  |  | 666967 | 6 | 30336 | JENOPTIK INDUSTRIAL METROLOGY (GERMANY) | 39 | measuring block left side | 25 |  | 2 | 1 | A |  | EACH | $2705.00 | 60 | AS |  | 8/6/2021 | 8/6/2022 | M2006021-0500 | 13
170 |  | OP118 CRANK GANTRY | SETUP | JENOPTIK M2006021-118 CRANK GAGE MEASUREMENT SETUP - 664339 |  |  |  | 582387 | 6 | 30336 | JENOPTIK INDUSTRIAL METROLOGY (GERMANY) | 39 | intake | 6 |  | 2 | 1 | B |  | EACH | $330.00 | 60 | AS |  | 8/6/2021 | 8/6/2022 | M2006021-0500 | 13
171 |  | OP118 CRANK GANTRY | SETUP | JENOPTIK M2006021-118 CRANK GAGE MEASUREMENT SETUP - 664339 |  |  |  | 581044 | 6 | 30336 | JENOPTIK INDUSTRIAL METROLOGY (GERMANY) | 39 | plate | 5 |  | 2 |  | C |  | EACH |  |  |  |  | 8/6/2021 | 8/6/2022 | M2006021-0500 | 13
172 |  | OP118 CRANK GANTRY | SETUP | JENOPTIK M2006021-118 CRANK GAGE MEASUREMENT SETUP - 664339 |  |  |  | 10040126 | 8 | 30336 | JENOPTIK INDUSTRIAL METROLOGY (GERMANY) | 39 | sleeve | 6 |  | 2 |  | C |  | EACH |  |  |  |  | 8/6/2021 | 8/6/2022 | M2006021-0500 | 13
173 |  | OP118 CRANK GANTRY | SETUP | JENOPTIK M2006021-118 CRANK GAGE MEASUREMENT SETUP - 664339 |  |  |  | 10040131 | 8 | 30336 | JENOPTIK INDUSTRIAL METROLOGY (GERMANY) | 39 | shaft | 5 |  | 4 |  | C |  | EACH |  |  |  |  | 8/6/2021 | 8/6/2022 | M2006021-0500 | 13
174 |  | OP118 CRANK GANTRY | SETUP | JENOPTIK M2006021-118 CRANK GAGE MEASUREMENT SETUP - 664339 |  |  |  | 10040115 | 8 | 30336 | JENOPTIK INDUSTRIAL METROLOGY (GERMANY) | 39 | guide bush | 10 |  | 4 |  | C |  | EACH |  |  |  |  | 8/6/2021 | 8/6/2022 | M2006021-0500 | 13
175 |  | OP118 CRANK GANTRY | SETUP | JENOPTIK M2006021-118 CRANK GAGE MEASUREMENT SETUP - 664339 |  |  |  | 10040116 | 8 | 30336 | JENOPTIK INDUSTRIAL METROLOGY (GERMANY) | 39 | ball cage | 9 |  | 4 |  | C |  | EACH |  |  |  |  | 8/6/2021 | 8/6/2022 | M2006021-0500 | 13
176 |  | OP118 CRANK GANTRY | SETUP | JENOPTIK M2006021-118 CRANK GAGE MEASUREMENT SETUP - 664339 |  |  |  | ST1277 (657947) | 15 | 37586 | Heidenhain | 10 | Probe ST1277 radial 25-fold Interp / Incremental probe 383973-XX ST 1277 / Measuring length: 12mm / Accuracy class: 1 | 117 |  | 2 | 1 | A |  | EACH | $1,397.00 | 175 | AS |  | 8/6/2021 | 8/6/2022 | M2006021-0500 | 13
177 |  | OP118 CRANK GANTRY | SETUP | JENOPTIK M2006021-118 CRANK GAGE MEASUREMENT SETUP - 664339 |  |  |  | SME-926726 (647195) | 19 | 10554 | AMETEK GMBH | 11 | measuring probe AM modified | 27 |  | 4 | 1 | A |  | EACH | $935.00 | 60 | AS |  | 8/6/2021 | 8/6/2022 | M2006021-0500 | 13
178 |  | OP118 CRANK GANTRY | SETUP | JENOPTIK M2006021-118 CRANK GAGE MEASUREMENT SETUP - 664339 |  |  |  | AEVC-10-10-A-P188075 | 20 | 43213 | FESTO | 5 | short-stroke cylinder | 21 |  | 3 | 1 | A |  | EACH | $95.00 | 60 | AS |  | 8/6/2021 | 8/6/2022 | M2006021-0500 | 13
179 |  | OP118 CRANK GANTRY | SETUP | JENOPTIK M2006021-118 CRANK GAGE MEASUREMENT SETUP - 664339 |  |  |  | M0130301 | 8 | 30336 | JENOPTIK INDUSTRIAL METROLOGY (GERMANY) | 39 | Contact pin P L=5 | 17 |  | 6 | 1 | A |  | EACH | $30.00 | 60 | AS |  | 8/6/2021 | 8/6/2022 | M2006021-0500 | 13
180 |  | OP118 CRANK GANTRY | SETUP | JENOPTIK M2006021-118 CRANK GAGE MEASUREMENT SETUP - 664339 |  |  |  | M0130313 | 8 | 30336 | JENOPTIK INDUSTRIAL METROLOGY (GERMANY) | 39 | Gauging bolt HM 3,2 L 5 | 23 |  | 2 | 1 | A |  | EACH | $30.00 | 60 | AS |  | 8/6/2021 | 8/6/2022 | M2006021-0500 | 13
181 |  | OP118 CRANK GANTRY | SETUP | JENOPTIK M2006021-118 CRANK GAGE MEASUREMENT SETUP - 664339 |  |  |  | 693-2Z | 6 | 84949 | SKF | 3 | deep groove ball bearing 693-2Z | 31 |  | 4 | 1 | A |  | EACH | $55.00 | 60 | AS |  | 8/6/2021 | 8/6/2022 | M2006021-0500 | 13
182 |  | OP118 CRANK GANTRY | SETUP | JENOPTIK M2006021-118 CRANK GAGE MEASUREMENT SETUP - 664339 |  |  |  | O0334887 | 8 | 30336 | JENOPTIK INDUSTRIAL METROLOGY (GERMANY) | 39 | Clamping bushing K7 | 19 |  | 6 |  | C |  | EACH |  |  |  |  | 8/6/2021 | 8/6/2022 | M2006021-0500 | 13
183 |  | OP118 CRANK GANTRY | SETUP | JENOPTIK M2006021-118 CRANK GAGE MEASUREMENT SETUP - 664339 |  |  |  | O0334886 | 8 | 30336 | JENOPTIK INDUSTRIAL METROLOGY (GERMANY) | 39 | Clamping screw K6 | 17 |  | 6 |  | C |  | EACH |  |  |  |  | 8/6/2021 | 8/6/2022 | M2006021-0500 | 13
184 |  | OP118 CRANK GANTRY | SETUP | JENOPTIK M2006021-118 CRANK GAGE MEASUREMENT SETUP - 664339 |  |  |  | 581401 | 6 | 30336 | JENOPTIK INDUSTRIAL METROLOGY (GERMANY) | 39 | bracket | 7 |  | 2 |  | C |  | EACH |  |  |  |  | 8/6/2021 | 8/6/2022 | M2006021-0500 | 13
185 |  | OP118 CRANK GANTRY | SETUP | JENOPTIK M2006021-118 CRANK GAGE MEASUREMENT SETUP - 664339 |  |  |  | M0130166 | 8 | 30336 | JENOPTIK INDUSTRIAL METROLOGY (GERMANY) | 39 | eyebolt M3 | 10 |  | 2 |  | C |  | EACH |  |  |  |  | 8/6/2021 | 8/6/2022 | M2006021-0500 | 13
186 |  | OP118 CRANK GANTRY | SETUP | JENOPTIK M2006021-118 CRANK GAGE MEASUREMENT SETUP - 664339 |  |  |  | Z-017I (566171) | 15 | 30336 | JENOPTIK INDUSTRIAL METROLOGY (GERMANY) | 39 | extension spring Z-017I | 23 |  | 2 | 1 | A |  | EACH | $4.80 | 14 | AS |  | 8/6/2021 | 8/6/2022 | M2006021-0500 | 13
187 |  | OP118 CRANK GANTRY | SETUP | JENOPTIK M2006021-118 CRANK GAGE MEASUREMENT SETUP - 664339 |  |  |  | 666911 | 6 | 30336 | JENOPTIK INDUSTRIAL METROLOGY (GERMANY) | 39 | plate | 5 |  | 4 |  | C |  | EACH |  |  |  |  | 8/6/2021 | 8/6/2022 | M2006021-0500 | 13
188 |  | OP118 CRANK GANTRY | SETUP | JENOPTIK M2006021-118 CRANK GAGE MEASUREMENT SETUP - 664339 |  |  |  | 582710 | 6 | 30336 | JENOPTIK INDUSTRIAL METROLOGY (GERMANY) | 39 | cable holder | 12 |  | 4 |  | C |  | EACH |  |  |  |  | 8/6/2021 | 8/6/2022 | M2006021-0500 | 13
189 |  | OP118 CRANK GANTRY | SETUP | JENOPTIK M2006021-118 CRANK GAGE MEASUREMENT SETUP - 664339 |  |  |  | 667424 | 6 | 30336 | JENOPTIK INDUSTRIAL METROLOGY (GERMANY) | 39 | spreader | 8 |  | 1 |  | C |  | EACH |  |  |  |  | 8/6/2021 | 8/6/2022 | M2006021-0500 | 13
190 |  | OP118 CRANK GANTRY | SETUP | JENOPTIK M2006021-118 CRANK GAGE MEASUREMENT SETUP - 664339 |  |  |  | 582610 | 6 | 30336 | JENOPTIK INDUSTRIAL METROLOGY (GERMANY) | 39 | bracket | 7 |  | 1 |  | C |  | EACH |  |  |  |  | 8/6/2021 | 8/6/2022 | M2006021-0500 | 13
191 |  | OP118 CRANK GANTRY | SETUP | JENOPTIK M2006021-118 CRANK GAGE MEASUREMENT SETUP - 664339 |  |  |  | 582649 | 6 | 30336 | JENOPTIK INDUSTRIAL METROLOGY (GERMANY) | 39 | thread bolt | 11 |  | 4 |  | C |  | EACH |  |  |  |  | 8/6/2021 | 8/6/2022 | M2006021-0500 | 13
192 |  | OP118 CRANK GANTRY | SETUP | JENOPTIK M2006021-118 CRANK GAGE MEASUREMENT SETUP - 664339 |  |  |  | D-075C (668072) | 15 | 30336 | JENOPTIK INDUSTRIAL METROLOGY (GERMANY) | 39 | pressure spring D-075C | 22 |  | 2 | 1 | A |  | EACH | $4.80 | 14 | AS |  | 8/6/2021 | 8/6/2022 | M2006021-0500 | 13
193 |  | OP118 CRANK GANTRY | SETUP | JENOPTIK M2006021-118 CRANK GAGE MEASUREMENT SETUP - 664339 |  |  |  | 10070717 | 8 | 30336 | JENOPTIK INDUSTRIAL METROLOGY (GERMANY) | 39 | Sliding bush | 12 |  | 4 |  | C |  | EACH |  |  |  |  | 8/6/2021 | 8/6/2022 | M2006021-0500 | 13
194 |  | OP118 CRANK GANTRY | SETUP | JENOPTIK M2006021-118 CRANK GAGE MEASUREMENT SETUP - 664339 |  |  |  | 594551 | 6 | 30336 | JENOPTIK INDUSTRIAL METROLOGY (GERMANY) | 39 | bearing pin | 11 |  | 2 | 1 | A |  | EACH | $390.00 | 60 | AS |  | 8/6/2021 | 8/6/2022 | M2006021-0500 | 13
195 |  | OP118 CRANK GANTRY | SETUP | JENOPTIK M2006021-118 CRANK GAGE MEASUREMENT SETUP - 664339 |  |  |  | 10070740 | 8 | 30336 | JENOPTIK INDUSTRIAL METROLOGY (GERMANY) | 39 | bearing pin | 11 |  | 4 | 1 | A |  | EACH | $80.00 | 60 | AS |  | 8/6/2021 | 8/6/2022 | M2006021-0500 | 13
196 |  | OP118 CRANK GANTRY | SETUP | JENOPTIK M2006021-118 CRANK GAGE MEASUREMENT SETUP - 664339 |  |  |  | M0132269 | 8 | 30336 | JENOPTIK INDUSTRIAL METROLOGY (GERMANY) | 39 | Contact tip K L=6 | 17 |  | 4 | 1 | A |  | EACH | $45.00 | 60 | AS |  | 8/6/2021 | 8/6/2022 | M2006021-0500 | 13
197 |  | OP118 CRANK GANTRY | SETUP | JENOPTIK M2006021-118 CRANK GAGE MEASUREMENT SETUP - 664339 |  |  |  | 666839 | 6 | 30336 | JENOPTIK INDUSTRIAL METROLOGY (GERMANY) | 39 | bracket | 7 |  | 2 |  | C |  | EACH |  |  |  |  | 8/6/2021 | 8/6/2022 | M2006021-0500 | 13
198 |  | OP118 CRANK GANTRY | SETUP | JENOPTIK M2006021-118 CRANK GAGE MEASUREMENT SETUP - 664339 |  |  |  | 583793 | 6 | 30336 | JENOPTIK INDUSTRIAL METROLOGY (GERMANY) | 39 | plate | 5 |  | 2 |  | C |  | EACH |  |  |  |  | 8/6/2021 | 8/6/2022 | M2006021-0500 | 13
199 |  | OP118 CRANK GANTRY | SETUP | JENOPTIK M2006021-118 CRANK GAGE MEASUREMENT SETUP - 664339 |  |  |  | 583773 | 6 | 30336 | JENOPTIK INDUSTRIAL METROLOGY (GERMANY) | 39 | tool holder | 11 |  | 3 |  | C |  | EACH |  |  |  |  | 8/6/2021 | 8/6/2022 | M2006021-0500 | 13
200 |  | OP118 CRANK GANTRY | SETUP | JENOPTIK M2006021-118 CRANK GAGE MEASUREMENT SETUP - 664339 |  |  |  | BES 516-3007-G-E4-C-S4-00,2 | 27 | 39333 | BALLUFF | 7 | inductive sensor | 16 |  | 3 | 1 | A |  | EACH | $311.00 | 60 | AS |  | 8/6/2021 | 8/6/2022 | M2006021-0500 | 13
201 |  | OP118 CRANK GANTRY | SETUP | JENOPTIK M2006021-118 CRANK GAGE MEASUREMENT SETUP - 664339 |  |  |  | 666823 | 6 | 30336 | JENOPTIK INDUSTRIAL METROLOGY (GERMANY) | 39 | cable guide | 11 |  | 2 |  | C |  | EACH |  |  |  |  | 8/6/2021 | 8/6/2022 | M2006021-0500 | 13
202 |  | OP118 CRANK GANTRY | SETUP | JENOPTIK M2006021-118 CRANK GAGE MEASUREMENT SETUP - 664339 |  |  |  | 652132 | 6 | 30336 | JENOPTIK INDUSTRIAL METROLOGY (GERMANY) | 39 | plate | 5 |  | 4 |  | C |  | EACH |  |  |  |  | 8/6/2021 | 8/6/2022 | M2006021-0500 | 13
203 |  | OP118 CRANK GANTRY | SETUP | JENOPTIK M2006021-118 CRANK GAGE MEASUREMENT SETUP - 664339 |  |  |  | 666818 | 6 | 30336 | JENOPTIK INDUSTRIAL METROLOGY (GERMANY) | 39 | socket | 6 |  | 4 |  | C |  | EACH |  |  |  |  | 8/6/2021 | 8/6/2022 | M2006021-0500 | 13
204 |  | OP118 CRANK GANTRY | SETUP | JENOPTIK M2006021-118 CRANK GAGE MEASUREMENT SETUP - 664339 |  |  |  | HW 901 | 6 | NA - TMS | TESA S.A. Renens | 16 | Probe HW 901 measuring force1N | 30 |  | 4 | 1 | A |  | EACH | $605.00 | 60 | AS |  | 8/6/2021 | 8/6/2022 | M2006021-0500 | 13
205 |  | OP118 CRANK GANTRY | SETUP | JENOPTIK M2006021-118 CRANK GAGE MEASUREMENT SETUP - 664339 |  |  |  | 667283 | 6 | 30336 | JENOPTIK INDUSTRIAL METROLOGY (GERMANY) | 39 | measuring lever D74 | 19 |  | 2 | 1 | A |  | EACH | $140.00 | 60 | AS |  | 8/6/2021 | 8/6/2022 | M2006021-0500 | 13
206 |  | OP118 CRANK GANTRY | SETUP | JENOPTIK M2006021-118 CRANK GAGE MEASUREMENT SETUP - 664339 |  |  |  | 667284 | 6 | 30336 | JENOPTIK INDUSTRIAL METROLOGY (GERMANY) | 39 | measuring lever D63 | 19 |  | 2 | 1 | A |  | EACH | $140.00 | 60 | AS |  | 8/6/2021 | 8/6/2022 | M2006021-0500 | 13
207 |  | OP118 CRANK GANTRY | SETUP | JENOPTIK M2006021-118 CRANK GAGE MEASUREMENT SETUP - 664339 |  |  |  | 667354 | 6 | 30336 | JENOPTIK INDUSTRIAL METROLOGY (GERMANY) | 39 | measuring tip | 13 |  | 4 | 1 | A |  | EACH | $135.00 | 60 | AS |  | 8/6/2021 | 8/6/2022 | M2006021-0500 | 13
208 |  | OP118 CRANK GANTRY | SETUP | JENOPTIK M2006021-118 CRANK GAGE MEASUREMENT SETUP - 664339 |  |  |  | 667392 | 6 | 30336 | JENOPTIK INDUSTRIAL METROLOGY (GERMANY) | 39 | probe holder | 12 |  | 2 |  | C |  | EACH |  |  |  |  | 8/6/2021 | 8/6/2022 | M2006021-0500 | 13
209 |  | OP118 CRANK GANTRY | SETUP | JENOPTIK M2006021-118 CRANK GAGE MEASUREMENT SETUP - 664339 |  |  |  | IM061823 | 8 | 30336 | JENOPTIK INDUSTRIAL METROLOGY (GERMANY) | 39 | T-clips for tubes D=4-5 mm | 26 |  | 6 |  | C |  | EACH |  |  |  |  | 8/6/2021 | 8/6/2022 | M2006021-0500 | 13
210 |  | OP118 CRANK GANTRY | LIFT | JENOPTIK M2006021-118 CRANK GAGE LIFTING STATION - 664391 |  |  |  | 665331 | 6 | 30336 | JENOPTIK INDUSTRIAL METROLOGY (GERMANY) | 39 | plate | 5 |  | 2 |  | C |  | EACH |  |  |  |  | 8/6/2021 | 8/6/2022 | M2006021-0500 | 13
211 |  | OP118 CRANK GANTRY | LIFT | JENOPTIK M2006021-118 CRANK GAGE LIFTING STATION - 664391 |  |  |  | 665329 | 6 | 30336 | JENOPTIK INDUSTRIAL METROLOGY (GERMANY) | 39 | plate behind | 12 |  | 4 |  | C |  | EACH |  |  |  |  | 8/6/2021 | 8/6/2022 | M2006021-0500 | 13
212 |  | OP118 CRANK GANTRY | LIFT | JENOPTIK M2006021-118 CRANK GAGE LIFTING STATION - 664391 |  |  |  | 664593 | 6 | 30336 | JENOPTIK INDUSTRIAL METROLOGY (GERMANY) | 39 | guiding ledge | 13 |  | 1 |  | C |  | EACH |  |  |  |  | 8/6/2021 | 8/6/2022 | M2006021-0500 | 13
213 |  | OP118 CRANK GANTRY | LIFT | JENOPTIK M2006021-118 CRANK GAGE LIFTING STATION - 664391 |  |  |  | 665484 | 6 | 30336 | JENOPTIK INDUSTRIAL METROLOGY (GERMANY) | 39 | plate left | 10 |  | 1 |  | C |  | EACH |  |  |  |  | 8/6/2021 | 8/6/2022 | M2006021-0500 | 13
214 |  | OP118 CRANK GANTRY | LIFT | JENOPTIK M2006021-118 CRANK GAGE LIFTING STATION - 664391 |  |  |  | 10019230 | 8 | 30336 | JENOPTIK INDUSTRIAL METROLOGY (GERMANY) | 39 | plate right | 11 |  | 1 |  | C |  | EACH |  |  |  |  | 8/6/2021 | 8/6/2022 | M2006021-0500 | 13
215 |  | OP118 CRANK GANTRY | LIFT | JENOPTIK M2006021-118 CRANK GAGE LIFTING STATION - 664391 |  |  |  | 1FG1301-1RD23-2FW1-Z_D01+G99+H04+K06+N23 | 40 | 36224 | SIEMENS | 7 | synchronous motor with gear 1FG1 | 32 |  | 1 | 1 | A |  | EACH | $2695.00 | 60 | AS |  | 8/6/2021 | 8/6/2022 | M2006021-0500 | 13
216 |  | OP118 CRANK GANTRY | LIFT | JENOPTIK M2006021-118 CRANK GAGE LIFTING STATION - 664391 |  |  |  | 10019232 | 8 | 30336 | JENOPTIK INDUSTRIAL METROLOGY (GERMANY) | 39 | bearing plate | 13 |  | 2 | 1 | B |  | EACH | $235.00 | 60 | AS |  | 8/6/2021 | 8/6/2022 | M2006021-0500 | 13
217 |  | OP118 CRANK GANTRY | LIFT | JENOPTIK M2006021-118 CRANK GAGE LIFTING STATION - 664391 |  |  |  | 6305 2ZNR | 9 | 84949 | SKF | 3 | deep groove ball bearing 6305 2ZNR | 34 |  | 2 | 1 | A |  | EACH | $105.00 | 60 | AS |  | 8/6/2021 | 8/6/2022 | M2006021-0500 | 13
218 |  | OP118 CRANK GANTRY | LIFT | JENOPTIK M2006021-118 CRANK GAGE LIFTING STATION - 664391 |  |  |  | T0433876 | 8 | 30336 | JENOPTIK INDUSTRIAL METROLOGY (GERMANY) | 39 | retaining ring | 14 |  | 4 |  | C |  | EACH |  |  |  |  | 8/6/2021 | 8/6/2022 | M2006021-0500 | 13
219 |  | OP118 CRANK GANTRY | LIFT | JENOPTIK M2006021-118 CRANK GAGE LIFTING STATION - 664391 |  |  |  | 10019231 | 8 | 30336 | JENOPTIK INDUSTRIAL METROLOGY (GERMANY) | 39 | bearing plate middle | 20 |  | 1 |  | C |  | EACH |  |  |  |  | 8/6/2021 | 8/6/2022 | M2006021-0500 | 13
220 |  | OP118 CRANK GANTRY | LIFT | JENOPTIK M2006021-118 CRANK GAGE LIFTING STATION - 664391 |  |  |  | 6208 2RS | 8 | 84949 | SKF | 3 | deep groove ball bearing 6208 2RS | 33 |  | 1 | 1 | A |  | EACH | $85.00 | 60 | AS |  | 8/6/2021 | 8/6/2022 | M2006021-0500 | 13
221 |  | OP118 CRANK GANTRY | LIFT | JENOPTIK M2006021-118 CRANK GAGE LIFTING STATION - 664391 |  |  |  | 10019788 | 8 | 30336 | JENOPTIK INDUSTRIAL METROLOGY (GERMANY) | 39 | retaining ring | 14 |  | 2 |  | C |  | EACH |  |  |  |  | 8/6/2021 | 8/6/2022 | M2006021-0500 | 13
222 |  | OP118 CRANK GANTRY | LIFT | JENOPTIK M2006021-118 CRANK GAGE LIFTING STATION - 664391 |  |  |  | 10019318 | 8 | 30336 | JENOPTIK INDUSTRIAL METROLOGY (GERMANY) | 39 | sleeve | 6 |  | 1 |  | C |  | EACH |  |  |  |  | 8/6/2021 | 8/6/2022 | M2006021-0500 | 13
223 |  | OP118 CRANK GANTRY | LIFT | JENOPTIK M2006021-118 CRANK GAGE LIFTING STATION - 664391 |  |  |  | T0433901 | 8 | 30336 | JENOPTIK INDUSTRIAL METROLOGY (GERMANY) | 39 | retaining ring | 14 |  | 2 |  | C |  | EACH |  |  |  |  | 8/6/2021 | 8/6/2022 | M2006021-0500 | 13
224 |  | OP118 CRANK GANTRY | LIFT | JENOPTIK M2006021-118 CRANK GAGE LIFTING STATION - 664391 |  |  |  | 10019317 | 8 | 30336 | JENOPTIK INDUSTRIAL METROLOGY (GERMANY) | 39 | splined shaft | 13 |  | 1 |  | C |  | EACH |  |  |  |  | 8/6/2021 | 8/6/2022 | M2006021-0500 | 13
225 |  | OP118 CRANK GANTRY | LIFT | JENOPTIK M2006021-118 CRANK GAGE LIFTING STATION - 664391 |  |  |  | T0433896 | 8 | 30336 | JENOPTIK INDUSTRIAL METROLOGY (GERMANY) | 39 | retaining ring | 14 |  | 2 |  | C |  | EACH |  |  |  |  | 8/6/2021 | 8/6/2022 | M2006021-0500 | 13
226 |  | OP118 CRANK GANTRY | LIFT | JENOPTIK M2006021-118 CRANK GAGE LIFTING STATION - 664391 |  |  |  | 10019409 | 8 | 30336 | JENOPTIK INDUSTRIAL METROLOGY (GERMANY) | 39 | gear | 4 |  | 2 | 1 | A |  | EACH | $135.00 | 60 | AS |  | 8/6/2021 | 8/6/2022 | M2006021-0500 | 13
227 |  | OP118 CRANK GANTRY | LIFT | JENOPTIK M2006021-118 CRANK GAGE LIFTING STATION - 664391 |  |  |  | 10019410 | 8 | 30336 | JENOPTIK INDUSTRIAL METROLOGY (GERMANY) | 39 | sleeve | 6 |  | 2 |  | C |  | EACH |  |  |  |  | 8/6/2021 | 8/6/2022 | M2006021-0500 | 13
228 |  | OP118 CRANK GANTRY | LIFT | JENOPTIK M2006021-118 CRANK GAGE LIFTING STATION - 664391 |  |  |  | 10019408 | 8 | 30336 | JENOPTIK INDUSTRIAL METROLOGY (GERMANY) | 39 | flange wheel | 12 |  | 4 |  | C |  | EACH |  |  |  |  | 8/6/2021 | 8/6/2022 | M2006021-0500 | 13
229 |  | OP118 CRANK GANTRY | LIFT | JENOPTIK M2006021-118 CRANK GAGE LIFTING STATION - 664391 |  |  |  | 664440 | 6 | 30336 | JENOPTIK INDUSTRIAL METROLOGY (GERMANY) | 39 | spacer plate | 12 |  | 2 |  | C |  | EACH |  |  |  |  | 8/6/2021 | 8/6/2022 | M2006021-0500 | 13
230 |  | OP118 CRANK GANTRY | LIFT | JENOPTIK M2006021-118 CRANK GAGE LIFTING STATION - 664391 |  |  |  | AKN 200-25H7-25H7 | 17 | NA - TMS | KBK Antriebstechnik GmbH | 24 | metal bellows coupling AKN 200-25H7-25H7 | 40 |  | 1 |  | C |  | EACH |  |  |  |  | 8/6/2021 | 8/6/2022 | M2006021-0500 | 13
231 |  | OP118 CRANK GANTRY | LIFT | JENOPTIK M2006021-118 CRANK GAGE LIFTING STATION - 664391 |  |  |  | DIN6885 BRAF | 13 | 30336 | JENOPTIK INDUSTRIAL METROLOGY (GERMANY) | 39 | fitting key | 11 |  | 1 |  | C |  | EACH |  |  |  |  | 8/6/2021 | 8/6/2022 | M2006021-0500 | 13
232 |  | OP118 CRANK GANTRY | LIFT | JENOPTIK M2006021-118 CRANK GAGE LIFTING STATION - 664391 |  |  |  | 10019425 | 8 | 30336 | JENOPTIK INDUSTRIAL METROLOGY (GERMANY) | 39 | guide plate | 11 |  | 2 |  | C |  | EACH |  |  |  |  | 8/6/2021 | 8/6/2022 | M2006021-0500 | 13
233 |  | OP118 CRANK GANTRY | LIFT | JENOPTIK M2006021-118 CRANK GAGE LIFTING STATION - 664391 |  |  |  | 10019426 | 8 | 30336 | JENOPTIK INDUSTRIAL METROLOGY (GERMANY) | 39 | clamping plate | 14 |  | 2 |  | C |  | EACH |  |  |  |  | 8/6/2021 | 8/6/2022 | M2006021-0500 | 13
234 |  | OP118 CRANK GANTRY | LIFT | JENOPTIK M2006021-118 CRANK GAGE LIFTING STATION - 664391 |  |  |  | 10019492 | 8 | 30336 | JENOPTIK INDUSTRIAL METROLOGY (GERMANY) | 39 | stop above | 10 |  | 2 |  | C |  | EACH |  |  |  |  | 8/6/2021 | 8/6/2022 | M2006021-0500 | 13
235 |  | OP118 CRANK GANTRY | LIFT | JENOPTIK M2006021-118 CRANK GAGE LIFTING STATION - 664391 |  |  |  | 10021712 | 8 | 30336 | JENOPTIK INDUSTRIAL METROLOGY (GERMANY) | 39 | stop block 1 | 12 |  | 1 |  | C |  | EACH |  |  |  |  | 8/6/2021 | 8/6/2022 | M2006021-0500 | 13
236 |  | OP118 CRANK GANTRY | LIFT | JENOPTIK M2006021-118 CRANK GAGE LIFTING STATION - 664391 |  |  |  | 10021723 | 8 | 30336 | JENOPTIK INDUSTRIAL METROLOGY (GERMANY) | 39 | stop block 2 | 12 |  | 1 |  | C |  | EACH |  |  |  |  | 8/6/2021 | 8/6/2022 | M2006021-0500 | 13
237 |  | OP118 CRANK GANTRY | LIFT | JENOPTIK M2006021-118 CRANK GAGE LIFTING STATION - 664391 |  |  |  | 10008387 | 8 | 30336 | JENOPTIK INDUSTRIAL METROLOGY (GERMANY) | 39 | threaded pin | 12 |  | 4 |  | C |  | EACH |  |  |  |  | 8/6/2021 | 8/6/2022 | M2006021-0500 | 13
238 |  | OP118 CRANK GANTRY | LIFT | JENOPTIK M2006021-118 CRANK GAGE LIFTING STATION - 664391 |  |  |  | 10019411 | 8 | 30336 | JENOPTIK INDUSTRIAL METROLOGY (GERMANY) | 39 | stop plate | 10 |  | 1 |  | C |  | EACH |  |  |  |  | 8/6/2021 | 8/6/2022 | M2006021-0500 | 13
239 |  | OP118 CRANK GANTRY | LIFT | JENOPTIK M2006021-118 CRANK GAGE LIFTING STATION - 664391 |  |  |  | O0132471 | 8 | 30336 | JENOPTIK INDUSTRIAL METROLOGY (GERMANY) | 39 | bolt 10 x 8 DIN6321 | 22 |  | 2 |  | C |  | EACH |  |  |  |  | 8/6/2021 | 8/6/2022 | M2006021-0500 | 13
240 |  | OP118 CRANK GANTRY | LIFT | JENOPTIK M2006021-118 CRANK GAGE LIFTING STATION - 664391 |  |  |  | 10019505 | 8 | 30336 | JENOPTIK INDUSTRIAL METROLOGY (GERMANY) | 39 | plate | 5 |  | 1 |  | C |  | EACH |  |  |  |  | 8/6/2021 | 8/6/2022 | M2006021-0500 | 13
241 |  | OP118 CRANK GANTRY | LIFT | JENOPTIK M2006021-118 CRANK GAGE LIFTING STATION - 664391 |  |  |  | 10019506 | 8 | 30336 | JENOPTIK INDUSTRIAL METROLOGY (GERMANY) | 39 | plate | 5 |  | 1 |  | C |  | EACH |  |  |  |  | 8/6/2021 | 8/6/2022 | M2006021-0500 | 13
242 |  | OP118 CRANK GANTRY | LIFT | JENOPTIK M2006021-118 CRANK GAGE LIFTING STATION - 664391 |  |  |  | 10019624 | 8 | 30336 | JENOPTIK INDUSTRIAL METROLOGY (GERMANY) | 39 | rack straight toothed M=3 | 25 |  | 2 |  | C |  | EACH |  |  |  |  | 8/6/2021 | 8/6/2022 | M2006021-0500 | 13
243 |  | OP118 CRANK GANTRY | LIFT | JENOPTIK M2006021-118 CRANK GAGE LIFTING STATION - 664391 |  |  |  | 10019615 | 8 | 30336 | JENOPTIK INDUSTRIAL METROLOGY (GERMANY) | 39 | bearing | 7 |  | 4 | 1 | B |  | EACH | $55.00 | 60 | AS |  | 8/6/2021 | 8/6/2022 | M2006021-0500 | 13
244 |  | OP118 CRANK GANTRY | LIFT | JENOPTIK M2006021-118 CRANK GAGE LIFTING STATION - 664391 |  |  |  | 162232 BP25 | 11 | NA - TMS | Peter Schmid e. Kfm. | 20 | sintered bronze bushing, cylindrical | 36 |  | 4 | 1 | B |  | EACH | $25.00 | 60 | AS |  | 8/6/2021 | 8/6/2022 | M2006021-0500 | 13
245 |  | OP118 CRANK GANTRY | LIFT | JENOPTIK M2006021-118 CRANK GAGE LIFTING STATION - 664391 |  |  |  | 534235 | 6 | 30336 | JENOPTIK INDUSTRIAL METROLOGY (GERMANY) | 39 | spring mandrel | 14 |  | 2 | 1 | B |  | EACH | $125.00 | 60 | AS |  | 8/6/2021 | 8/6/2022 | M2006021-0500 | 13
246 |  | OP118 CRANK GANTRY | LIFT | JENOPTIK M2006021-118 CRANK GAGE LIFTING STATION - 664391 |  |  |  | 534238 | 6 | 30336 | JENOPTIK INDUSTRIAL METROLOGY (GERMANY) | 39 | ring | 4 |  | 2 |  | C |  | EACH |  |  |  |  | 8/6/2021 | 8/6/2022 | M2006021-0500 | 13
247 |  | OP118 CRANK GANTRY | LIFT | JENOPTIK M2006021-118 CRANK GAGE LIFTING STATION - 664391 |  |  |  | 534237 | 6 | 30336 | JENOPTIK INDUSTRIAL METROLOGY (GERMANY) | 39 | sleeve | 6 |  | 2 |  | C |  | EACH |  |  |  |  | 8/6/2021 | 8/6/2022 | M2006021-0500 | 13
248 |  | OP118 CRANK GANTRY | LIFT | JENOPTIK M2006021-118 CRANK GAGE LIFTING STATION - 664391 |  |  |  | 534234 | 6 | 30336 | JENOPTIK INDUSTRIAL METROLOGY (GERMANY) | 39 | bearing mandrel | 15 |  | 2 | 1 | B |  | EACH | $85.00 | 60 | AS |  | 8/6/2021 | 8/6/2022 | M2006021-0500 | 13
249 |  | OP118 CRANK GANTRY | LIFT | JENOPTIK M2006021-118 CRANK GAGE LIFTING STATION - 664391 |  |  |  | D-364 A | 7 | NA - TMS | Gutekunst + Co. KG | 18 | pressure spring D-364 A | 23 |  | 2 | 1 | B |  | EACH | $25.00 | 60 | AS |  | 8/6/2021 | 8/6/2022 | M2006021-0500 | 13
250 |  | OP118 CRANK GANTRY | LIFT | JENOPTIK M2006021-118 CRANK GAGE LIFTING STATION - 664391 |  |  |  | KUVE45-B-HL-W1-V1-G3 / 895-27,5 | 31 | 30336 | JENOPTIK INDUSTRIAL METROLOGY (GERMANY) | 39 | ball recirculation units | 24 |  | 2 | 1 | A |  | EACH | $1,170.00 | 175 | AS |  | 8/6/2021 | 8/6/2022 | M2006021-0500 | 13
251 |  | OP118 CRANK GANTRY | LIFT | JENOPTIK M2006021-118 CRANK GAGE LIFTING STATION - 664391 |  |  |  | 10019683 | 8 | 30336 | JENOPTIK INDUSTRIAL METROLOGY (GERMANY) | 39 | connecting plate | 16 |  | 2 |  | C |  | EACH |  |  |  |  | 8/6/2021 | 8/6/2022 | M2006021-0500 | 13
252 |  | OP118 CRANK GANTRY | LIFT | JENOPTIK M2006021-118 CRANK GAGE LIFTING STATION - 664391 |  |  |  | 664652 | 6 | 30336 | JENOPTIK INDUSTRIAL METROLOGY (GERMANY) | 39 | plate right | 11 |  | 1 |  | C |  | EACH |  |  |  |  | 8/6/2021 | 8/6/2022 | M2006021-0500 | 13
253 |  | OP118 CRANK GANTRY | LIFT | JENOPTIK M2006021-118 CRANK GAGE LIFTING STATION - 664391 |  |  |  | 664643 | 6 | 30336 | JENOPTIK INDUSTRIAL METROLOGY (GERMANY) | 39 | plate left | 10 |  | 1 |  | C |  | EACH |  |  |  |  | 8/6/2021 | 8/6/2022 | M2006021-0500 | 13
254 |  | OP118 CRANK GANTRY | LIFT | JENOPTIK M2006021-118 CRANK GAGE LIFTING STATION - 664391 |  |  |  | MA 225 M | 8 | 12635 | ACE CONTROLS | 12 | Shock absorber MA 225 M | 23 |  | 4 | 1 | A |  | EACH | $305.00 | 60 | AS |  | 8/6/2021 | 8/6/2022 | M2006021-0500 | 13
255 |  | OP118 CRANK GANTRY | HDSTK | JENOPTIK M2006021-118 CRANK GAGE HEADSTOCK - 663745 |  |  |  | 10039204 | 8 | 30336 | JENOPTIK INDUSTRIAL METROLOGY (GERMANY) | 39 | face plate | 10 |  | 1 |  | C |  | EACH |  |  |  |  | 8/6/2021 | 8/6/2022 | M2006021-0500 | 13
256 |  | OP118 CRANK GANTRY | HDSTK | JENOPTIK M2006021-118 CRANK GAGE HEADSTOCK - 663745 |  |  |  | 191468 | 6 | 30336 | JENOPTIK INDUSTRIAL METROLOGY (GERMANY) | 39 | support for axial driver | 24 |  | 2 |  | C |  | EACH |  |  |  |  | 8/6/2021 | 8/6/2022 | M2006021-0500 | 13
257 |  | OP118 CRANK GANTRY | HDSTK | JENOPTIK M2006021-118 CRANK GAGE HEADSTOCK - 663745 |  |  |  | 663933 | 6 | 30336 | JENOPTIK INDUSTRIAL METROLOGY (GERMANY) | 39 | plate | 5 |  | 1 |  | C |  | EACH |  |  |  |  | 8/6/2021 | 8/6/2022 | M2006021-0500 | 13
258 |  | OP118 CRANK GANTRY | HDSTK | JENOPTIK M2006021-118 CRANK GAGE HEADSTOCK - 663745 |  |  |  | 663937 | 6 | 30336 | JENOPTIK INDUSTRIAL METROLOGY (GERMANY) | 39 | driver pin | 10 |  | 1 |  | C |  | EACH |  |  |  |  | 8/6/2021 | 8/6/2022 | M2006021-0500 | 13
259 |  | OP118 CRANK GANTRY | HDSTK | JENOPTIK M2006021-118 CRANK GAGE HEADSTOCK - 663745 |  |  |  | 663912 | 6 | 30336 | JENOPTIK INDUSTRIAL METROLOGY (GERMANY) | 39 | center point ball d. 40 | 23 |  | 1 |  | C |  | EACH |  |  |  |  | 8/6/2021 | 8/6/2022 | M2006021-0500 | 13
260 |  | OP118 CRANK GANTRY | HDSTK | JENOPTIK M2006021-118 CRANK GAGE HEADSTOCK - 663745 |  |  |  | 10039225 | 8 | 30336 | JENOPTIK INDUSTRIAL METROLOGY (GERMANY) | 39 | switching disk | 14 |  | 1 |  | C |  | EACH |  |  |  |  | 8/6/2021 | 8/6/2022 | M2006021-0500 | 13
261 |  | OP118 CRANK GANTRY | HDSTK | JENOPTIK M2006021-118 CRANK GAGE HEADSTOCK - 663745 |  |  |  | 10024979 | 8 | 30336 | JENOPTIK INDUSTRIAL METROLOGY (GERMANY) | 39 | holder | 6 |  | 1 |  | C |  | EACH |  |  |  |  | 8/6/2021 | 8/6/2022 | M2006021-0500 | 13
262 |  | OP118 CRANK GANTRY | HDSTK | JENOPTIK M2006021-118 CRANK GAGE HEADSTOCK - 663745 |  |  |  | BES 12,0-KH-2S | 14 | 39333 | BALLUFF | 7 | clamping holder BES 12,0-KH-2S | 30 |  | 1 |  | C |  | EACH |  |  |  |  | 8/6/2021 | 8/6/2022 | M2006021-0500 | 13
263 |  | OP118 CRANK GANTRY | HDSTK | JENOPTIK M2006021-118 CRANK GAGE HEADSTOCK - 663745 |  |  |  | BES M12ME-PSC40B-S04G | 21 | 39333 | BALLUFF | 7 | proximity switch BES M12ME-PSC40B-S04G | 38 |  | 1 | 1 | A |  | EACH | $110.00 | 60 | AS |  | 8/6/2021 | 8/6/2022 | M2006021-0500 | 13
264 |  | OP118 CRANK GANTRY | HDSTK | JENOPTIK M2006021-118 CRANK GAGE HEADSTOCK - 663745 |  |  |  | 663790 | 6 | 30336 | JENOPTIK INDUSTRIAL METROLOGY (GERMANY) | 39 | angle | 5 |  | 1 |  | C |  | EACH |  |  |  |  | 8/6/2021 | 8/6/2022 | M2006021-0500 | 13
265 |  | OP118 CRANK GANTRY | HDSTK | JENOPTIK M2006021-118 CRANK GAGE HEADSTOCK - 663745 |  |  |  | 10025807 | 8 | 30336 | JENOPTIK INDUSTRIAL METROLOGY (GERMANY) | 39 | roller table | 12 |  | 1 |  | C |  | EACH |  |  |  |  | 8/6/2021 | 8/6/2022 | M2006021-0500 | 13
266 |  | OP118 CRANK GANTRY | HDSTK | JENOPTIK M2006021-118 CRANK GAGE HEADSTOCK - 663745 |  |  |  | 663818 | 6 | 30336 | JENOPTIK INDUSTRIAL METROLOGY (GERMANY) | 39 | base plate | 10 |  | 1 |  | C |  | EACH |  |  |  |  | 8/6/2021 | 8/6/2022 | M2006021-0500 | 13
267 |  | OP118 CRANK GANTRY | HDSTK | JENOPTIK M2006021-118 CRANK GAGE HEADSTOCK - 663745 |  |  |  | 663844 | 6 | 30336 | JENOPTIK INDUSTRIAL METROLOGY (GERMANY) | 39 | angle | 5 |  | 1 |  | C |  | EACH |  |  |  |  | 8/6/2021 | 8/6/2022 | M2006021-0500 | 13
268 |  | OP118 CRANK GANTRY | HDSTK | JENOPTIK M2006021-118 CRANK GAGE HEADSTOCK - 663745 |  |  |  | 10025863 | 8 | 30336 | JENOPTIK INDUSTRIAL METROLOGY (GERMANY) | 39 | stop | 4 |  | 1 |  | C |  | EACH |  |  |  |  | 8/6/2021 | 8/6/2022 | M2006021-0500 | 13
269 |  | OP118 CRANK GANTRY | HDSTK | JENOPTIK M2006021-118 CRANK GAGE HEADSTOCK - 663745 |  |  |  | 663825 | 6 | 30336 | JENOPTIK INDUSTRIAL METROLOGY (GERMANY) | 39 | angle | 5 |  | 1 |  | C |  | EACH |  |  |  |  | 8/6/2021 | 8/6/2022 | M2006021-0500 | 13
270 |  | OP118 CRANK GANTRY | HDSTK | JENOPTIK M2006021-118 CRANK GAGE HEADSTOCK - 663745 |  |  |  | 152791 | 6 | 30336 | JENOPTIK INDUSTRIAL METROLOGY (GERMANY) | 39 | Stop screw | 10 |  | 1 |  | C |  | EACH |  |  |  |  | 8/6/2021 | 8/6/2022 | M2006021-0500 | 13
271 |  | OP118 CRANK GANTRY | HDSTK | JENOPTIK M2006021-118 CRANK GAGE HEADSTOCK - 663745 |  |  |  | IM028665 | 8 | 30336 | JENOPTIK INDUSTRIAL METROLOGY (GERMANY) | 39 | bolt 10 x 4,5 DIN6321 | 24 |  | 1 |  | C |  | EACH |  |  |  |  | 8/6/2021 | 8/6/2022 | M2006021-0500 | 13
272 |  | OP118 CRANK GANTRY | HDSTK | JENOPTIK M2006021-118 CRANK GAGE HEADSTOCK - 663745 |  |  |  | 663849 | 6 | 30336 | JENOPTIK INDUSTRIAL METROLOGY (GERMANY) | 39 | index plate | 11 |  | 1 |  | C |  | EACH |  |  |  |  | 8/6/2021 | 8/6/2022 | M2006021-0500 | 13
273 |  | OP118 CRANK GANTRY | HDSTK | JENOPTIK M2006021-118 CRANK GAGE HEADSTOCK - 663745 |  |  |  | BES 12,0-KH-2S | 14 | 39333 | BALLUFF | 7 | clamping holder BES 12,0-KH-2S | 30 |  | 2 |  | C |  | EACH |  |  |  |  | 8/6/2021 | 8/6/2022 | M2006021-0500 | 13
274 |  | OP118 CRANK GANTRY | HDSTK | JENOPTIK M2006021-118 CRANK GAGE HEADSTOCK - 663745 |  |  |  | BES M12ME-PSC40B-S04G | 21 | 39333 | BALLUFF | 7 | proximity switch BES M12ME-PSC40B-S04G | 38 |  | 2 | 1 | A |  | EACH | $110.00 | 60 | AS |  | 8/6/2021 | 8/6/2022 | M2006021-0500 | 13
275 |  | OP118 CRANK GANTRY | HDSTK | JENOPTIK M2006021-118 CRANK GAGE HEADSTOCK - 663745 |  |  |  | IM057179 | 8 | 30336 | JENOPTIK INDUSTRIAL METROLOGY (GERMANY) | 39 | foot mounting HNC-32 174369 | 27 |  | 2 |  | C |  | EACH |  |  |  |  | 8/6/2021 | 8/6/2022 | M2006021-0500 | 13
276 |  | OP118 CRANK GANTRY | HDSTK | JENOPTIK M2006021-118 CRANK GAGE HEADSTOCK - 663745 |  |  |  | DSBC-32-50-C-PPVA | 17 | 43213 | FESTO | 5 | Standard cylinder DSBC-32-50-C-PPVA | 35 |  | 1 | 1 | A |  | EACH | $335.00 | 60 | AS |  | 8/6/2021 | 8/6/2022 | M2006021-0500 | 13
277 |  | OP118 CRANK GANTRY | HDSTK | JENOPTIK M2006021-118 CRANK GAGE HEADSTOCK - 663745 |  |  |  | IM027056 | 8 | 30336 | JENOPTIK INDUSTRIAL METROLOGY (GERMANY) | 39 | self-aligning rod coupler | 25 |  | 1 |  | C |  | EACH |  |  |  |  | 8/6/2021 | 8/6/2022 | M2006021-0500 | 13
278 |  | OP118 CRANK GANTRY | HDSTK | JENOPTIK M2006021-118 CRANK GAGE HEADSTOCK - 663745 |  |  |  | 10072179 | 8 | 30336 | JENOPTIK INDUSTRIAL METROLOGY (GERMANY) | 39 | spindle complete | 16 |  | 1 |  | C |  | EACH |  |  |  |  | 8/6/2021 | 8/6/2022 | M2006021-0500 | 13
279 |  | OP118 CRANK GANTRY | HDSTK | JENOPTIK M2006021-118 CRANK GAGE HEADSTOCK - 663745 |  |  |  | 81114 TN | 8 | 30336 | JENOPTIK INDUSTRIAL METROLOGY (GERMANY) | 39 | axial cylinder roll bearing 81114 TN | 38 |  | 1 | 1 | B |  | EACH | $360.00 | 30 | AS |  | 8/6/2021 | 8/6/2022 | M2006021-0500 | 13
280 |  | OP118 CRANK GANTRY | HDSTK | JENOPTIK M2006021-118 CRANK GAGE HEADSTOCK - 663745 |  |  |  | GS 81114 | 8 | NA - TMS | Josef Blässinger GmbH & Co. KG | 30 | housing washer GS 81114 | 23 |  | 1 |  | C |  | EACH |  |  |  |  | 8/6/2021 | 8/6/2022 | M2006021-0500 | 13
281 |  | OP118 CRANK GANTRY | HDSTK | JENOPTIK M2006021-118 CRANK GAGE HEADSTOCK - 663745 |  |  |  | K81114 TN | 9 | NA - TMS | Josef Blässinger GmbH & Co. KG | 30 | axial cylinder roller with cage assembly | 40 |  | 1 | 1 | B |  | EACH | $100.00 | 60 | AS |  | 8/6/2021 | 8/6/2022 | M2006021-0500 | 13
282 |  | OP118 CRANK GANTRY | HDSTK | JENOPTIK M2006021-118 CRANK GAGE HEADSTOCK - 663745 |  |  |  | 192076 | 6 | 30336 | JENOPTIK INDUSTRIAL METROLOGY (GERMANY) | 39 | support flange D. 94 x 24 | 25 |  | 1 |  | C |  | EACH |  |  |  |  | 8/6/2021 | 8/6/2022 | M2006021-0500 | 13
283 |  | OP118 CRANK GANTRY | HDSTK | JENOPTIK M2006021-118 CRANK GAGE HEADSTOCK - 663745 |  |  |  | 10068135 | 8 | 30336 | JENOPTIK INDUSTRIAL METROLOGY (GERMANY) | 39 | flange | 6 |  | 1 |  | C |  | EACH |  |  |  |  | 8/6/2021 | 8/6/2022 | M2006021-0500 | 13
284 |  | OP118 CRANK GANTRY | HDSTK | JENOPTIK M2006021-118 CRANK GAGE HEADSTOCK - 663745 |  |  |  | 10 x 4,2 x 0,4 DIN2093 | 22 | 19807 | CENTURY SPRING | 14 | disc spring 10 x 4,2 x 0,4 DIN2093 | 34 |  | 96 | 10 | A |  | EACH | $80.00 | 30 | AS |  | 8/6/2021 | 8/6/2022 | M2006021-0500 | 13
285 |  | OP118 CRANK GANTRY | HDSTK | JENOPTIK M2006021-118 CRANK GAGE HEADSTOCK - 663745 |  |  |  | 10068136 | 8 | 30336 | JENOPTIK INDUSTRIAL METROLOGY (GERMANY) | 39 | flange encoder | 14 |  | 1 | 1 | B |  | EACH | $270.00 | 60 | AS |  | 8/6/2021 | 8/6/2022 | M2006021-0500 | 13
286 |  | OP118 CRANK GANTRY | HDSTK | JENOPTIK M2006021-118 CRANK GAGE HEADSTOCK - 663745 |  |  |  | ERN 120/3600 (10072130) | 23 | 37586 | Heidenhain | 10 | incremental encoder ERN 120/3600 | 32 |  | 1 | 1 | A |  | EACH | $1,290.00 | 98 | AS |  | 8/6/2021 | 8/6/2022 | M2006021-0500 | 13
287 |  | OP118 CRANK GANTRY | HDSTK | JENOPTIK M2006021-118 CRANK GAGE HEADSTOCK - 663745 |  |  |  | 298399-05 | 9 | 37586 | Heidenhain | 10 | extension cable 12-POL L=5m | 27 |  | 1 | 1 | B |  | EACH | $245.00 | 100 | AS |  | 8/6/2021 | 8/6/2022 | M2006021-0500 | 13
288 |  | OP118 CRANK GANTRY | HDSTK | JENOPTIK M2006021-118 CRANK GAGE HEADSTOCK - 663745 |  |  |  | 10024912 | 8 | 30336 | JENOPTIK INDUSTRIAL METROLOGY (GERMANY) | 39 | chopper disc | 12 |  | 1 |  | C |  | EACH |  |  |  |  | 8/6/2021 | 8/6/2022 | M2006021-0500 | 13
289 |  | OP118 CRANK GANTRY | HDSTK | JENOPTIK M2006021-118 CRANK GAGE HEADSTOCK - 663745 |  |  |  | Z50 | 3 | NA - TMS | SKR Antriebstechnik GmbH | 24 | toothed belt wheel Z50 | 22 |  | 1 |  | C |  | EACH |  |  |  |  | 8/6/2021 | 8/6/2022 | M2006021-0500 | 13
290 |  | OP118 CRANK GANTRY | HDSTK | JENOPTIK M2006021-118 CRANK GAGE HEADSTOCK - 663745 |  |  |  | 1FK7022-5AK71-1LH3 | 18 | 36224 | SIEMENS | 7 | synchronous servo motor 1FK7 | 28 |  | 1 | 1 | A |  | EACH | $3855.00 | 60 | AS |  | 8/6/2021 | 8/6/2022 | M2006021-0500 | 13
291 |  | OP118 CRANK GANTRY | HDSTK | JENOPTIK M2006021-118 CRANK GAGE HEADSTOCK - 663745 |  |  |  | 663777 | 6 | 30336 | JENOPTIK INDUSTRIAL METROLOGY (GERMANY) | 39 | bracket | 7 |  | 1 |  | C |  | EACH |  |  |  |  | 8/6/2021 | 8/6/2022 | M2006021-0500 | 13
292 |  | OP118 CRANK GANTRY | HDSTK | JENOPTIK M2006021-118 CRANK GAGE HEADSTOCK - 663745 |  |  |  | PLE60-100/Siemens 1FK7022-5AK71 (550651) | 40 | 30336 | JENOPTIK INDUSTRIAL METROLOGY (GERMANY) | 39 | planetary gear i:100 | 20 |  | 1 | 1 | A |  | EACH | $759.00 | 70 | AS |  | 8/6/2021 | 8/6/2022 | M2006021-0500 | 13
293 |  | OP118 CRANK GANTRY | HDSTK | JENOPTIK M2006021-118 CRANK GAGE HEADSTOCK - 663745 |  |  |  | 550859 | 6 | 30336 | JENOPTIK INDUSTRIAL METROLOGY (GERMANY) | 39 | Clamping set BAR 14 | 19 |  | 1 | 1 | B |  | EACH | $55.00 | 60 | AS |  | 8/6/2021 | 8/6/2022 | M2006021-0500 | 13
294 |  | OP118 CRANK GANTRY | HDSTK | JENOPTIK M2006021-118 CRANK GAGE HEADSTOCK - 663745 |  |  |  | PC2 8MGT-720-12 (10039140) | 26 | 30336 | JENOPTIK INDUSTRIAL METROLOGY (GERMANY) | 39 | synchronous belt PC2 8MGT-720-12 | 32 |  | 1 | 1 | A |  | EACH | $145.00 | 49 | AS |  | 8/6/2021 | 8/6/2022 | M2006021-0500 | 13
295 |  | OP118 CRANK GANTRY | HDSTK | JENOPTIK M2006021-118 CRANK GAGE HEADSTOCK - 663745 |  |  |  | 10070780 | 8 | 30336 | JENOPTIK INDUSTRIAL METROLOGY (GERMANY) | 39 | connection flange | 17 |  | 1 |  | C |  | EACH |  |  |  |  | 8/6/2021 | 8/6/2022 | M2006021-0500 | 13
296 |  | OP118 CRANK GANTRY | HDSTK | JENOPTIK M2006021-118 CRANK GAGE HEADSTOCK - 663745 |  |  |  | 10071077 | 8 | 30336 | JENOPTIK INDUSTRIAL METROLOGY (GERMANY) | 39 | torsional stop | 14 |  | 1 |  | C |  | EACH |  |  |  |  | 8/6/2021 | 8/6/2022 | M2006021-0500 | 13
297 |  | OP118 CRANK GANTRY | HDSTK | JENOPTIK M2006021-118 CRANK GAGE HEADSTOCK - 663745 |  |  |  | IM028665 | 8 | 30336 | JENOPTIK INDUSTRIAL METROLOGY (GERMANY) | 39 | bolt 10 x 4,5 DIN6321 | 24 |  | 1 |  | C |  | EACH |  |  |  |  | 8/6/2021 | 8/6/2022 | M2006021-0500 | 13
298 |  | OP118 CRANK GANTRY | HDSTK | JENOPTIK M2006021-118 CRANK GAGE HEADSTOCK - 663745 |  |  |  | 553244 | 6 | 30336 | JENOPTIK INDUSTRIAL METROLOGY (GERMANY) | 39 | sign belt tension | 17 |  | 1 | 1 | B |  | EACH | $40.00 | 60 | AS |  | 8/6/2021 | 8/6/2022 | M2006021-0500 | 13
299 |  | OP118 CRANK GANTRY | TLSTK | JENOPTIK M2006021-118 CRANK GAGE TAILSTOCK - 663525 |  |  |  | 663580 | 6 | 30336 | JENOPTIK INDUSTRIAL METROLOGY (GERMANY) | 39 | traverse | 8 |  | 1 | 1 | B |  | EACH | $920.00 | 60 | AS |  | 8/6/2021 | 8/6/2022 | M2006021-0500 | 13
300 |  | OP118 CRANK GANTRY | TLSTK | JENOPTIK M2006021-118 CRANK GAGE TAILSTOCK - 663525 |  |  |  | 663578 | 6 | 30336 | JENOPTIK INDUSTRIAL METROLOGY (GERMANY) | 39 | roller table | 12 |  | 1 |  | C |  | EACH |  |  |  |  | 8/6/2021 | 8/6/2022 | M2006021-0500 | 13
301 |  | OP118 CRANK GANTRY | TLSTK | JENOPTIK M2006021-118 CRANK GAGE TAILSTOCK - 663525 |  |  |  | 584105 | 6 | 30336 | JENOPTIK INDUSTRIAL METROLOGY (GERMANY) | 39 | mounting block centering tip | 28 |  | 1 |  | C |  | EACH |  |  |  |  | 8/6/2021 | 8/6/2022 | M2006021-0500 | 13
302 |  | OP118 CRANK GANTRY | TLSTK | JENOPTIK M2006021-118 CRANK GAGE TAILSTOCK - 663525 |  |  |  | 663528 | 6 | 30336 | JENOPTIK INDUSTRIAL METROLOGY (GERMANY) | 39 | centering tip | 13 |  | 1 | 1 | A |  | EACH | $1535.00 | 60 | AS |  | 8/6/2021 | 8/6/2022 | M2006021-0500 | 13
303 |  | OP118 CRANK GANTRY | TLSTK | JENOPTIK M2006021-118 CRANK GAGE TAILSTOCK - 663525 |  |  |  | DM301 D | 7 | NA - TMS | B+B THERMO-TECHNIK GMBH | 23 | Infrared temperature measurement DM301 D | 40 |  | 1 | 1 | A |  | EACH | $545.00 | 60 | AS |  | 8/6/2021 | 8/6/2022 | M2006021-0500 | 13
304 |  | OP118 CRANK GANTRY | TLSTK | JENOPTIK M2006021-118 CRANK GAGE TAILSTOCK - 663525 |  |  |  | USB-I2C-KAB | 11 | NA - TMS | B+B THERMO-TECHNIK GMBH | 23 | USB-programming adapter | 23 |  | 1 |  | C |  | EACH |  |  |  |  | 8/6/2021 | 8/6/2022 | M2006021-0500 | 13
305 |  | OP118 CRANK GANTRY | TLSTK | JENOPTIK M2006021-118 CRANK GAGE TAILSTOCK - 663525 |  |  |  | DSBC-32-50-C-PPVA | 17 | 43213 | FESTO | 5 | Standard cylinder DSBC-32-50-C-PPVA | 35 |  | 1 | 1 | A |  | EACH | $335.00 | 60 | AS |  | 8/6/2021 | 8/6/2022 | M2006021-0500 | 13
306 |  | OP118 CRANK GANTRY | TLSTK | JENOPTIK M2006021-118 CRANK GAGE TAILSTOCK - 663525 |  |  |  | IM057179 | 8 | 30336 | JENOPTIK INDUSTRIAL METROLOGY (GERMANY) | 39 | foot mounting HNC-32 174369 | 27 |  | 2 |  | C |  | EACH |  |  |  |  | 8/6/2021 | 8/6/2022 | M2006021-0500 | 13
307 |  | OP118 CRANK GANTRY | TLSTK | JENOPTIK M2006021-118 CRANK GAGE TAILSTOCK - 663525 |  |  |  | IM027056 | 8 | 30336 | JENOPTIK INDUSTRIAL METROLOGY (GERMANY) | 39 | self-aligning rod coupler | 25 |  | 1 |  | C |  | EACH |  |  |  |  | 8/6/2021 | 8/6/2022 | M2006021-0500 | 13
308 |  | OP118 CRANK GANTRY | TLSTK | JENOPTIK M2006021-118 CRANK GAGE TAILSTOCK - 663525 |  |  |  | 663736 | 6 | 30336 | JENOPTIK INDUSTRIAL METROLOGY (GERMANY) | 39 | stop | 4 |  | 1 |  | C |  | EACH |  |  |  |  | 8/6/2021 | 8/6/2022 | M2006021-0500 | 13
309 |  | OP118 CRANK GANTRY | TLSTK | JENOPTIK M2006021-118 CRANK GAGE TAILSTOCK - 663525 |  |  |  | 663737 | 6 | 30336 | JENOPTIK INDUSTRIAL METROLOGY (GERMANY) | 39 | bracket | 7 |  | 1 |  | C |  | EACH |  |  |  |  | 8/6/2021 | 8/6/2022 | M2006021-0500 | 13
310 |  | OP118 CRANK GANTRY | TLSTK | JENOPTIK M2006021-118 CRANK GAGE TAILSTOCK - 663525 |  |  |  | 152791 | 6 | 30336 | JENOPTIK INDUSTRIAL METROLOGY (GERMANY) | 39 | Stop screw | 10 |  | 1 |  | C |  | EACH |  |  |  |  | 8/6/2021 | 8/6/2022 | M2006021-0500 | 13
311 |  | OP118 CRANK GANTRY | TLSTK | JENOPTIK M2006021-118 CRANK GAGE TAILSTOCK - 663525 |  |  |  | IM028665 | 8 | 30336 | JENOPTIK INDUSTRIAL METROLOGY (GERMANY) | 39 | bolt 10 x 4,5 DIN6321 | 24 |  | 1 |  | C |  | EACH |  |  |  |  | 8/6/2021 | 8/6/2022 | M2006021-0500 | 13
312 |  | OP118 CRANK GANTRY | TLSTK | JENOPTIK M2006021-118 CRANK GAGE TAILSTOCK - 663525 |  |  |  | 663738 | 6 | 30336 | JENOPTIK INDUSTRIAL METROLOGY (GERMANY) | 39 | holder | 6 |  | 1 |  | C |  | EACH |  |  |  |  | 8/6/2021 | 8/6/2022 | M2006021-0500 | 13
313 |  | OP118 CRANK GANTRY | TLSTK | JENOPTIK M2006021-118 CRANK GAGE TAILSTOCK - 663525 |  |  |  | BES 12,0-KH-2S | 14 | 39333 | BALLUFF | 7 | clamping holder BES 12,0-KH-2S | 30 |  | 2 |  | C |  | EACH |  |  |  |  | 8/6/2021 | 8/6/2022 | M2006021-0500 | 13
314 |  | OP118 CRANK GANTRY | TLSTK | JENOPTIK M2006021-118 CRANK GAGE TAILSTOCK - 663525 |  |  |  | BES 516-325-G-E5-C-S4 | 21 | 39333 | BALLUFF | 7 | proximity switch BES 516-325-G-E5-C-S4 | 38 |  | 2 | 1 | A |  | EACH | $215.00 | 60 | AS |  | 8/6/2021 | 8/6/2022 | M2006021-0500 | 13
315 |  | OP118 CRANK GANTRY | TLSTK | JENOPTIK M2006021-118 CRANK GAGE TAILSTOCK - 663525 |  |  |  | 10072091 | 8 | 30336 | JENOPTIK INDUSTRIAL METROLOGY (GERMANY) | 39 | torsional stop | 14 |  | 1 |  | C |  | EACH |  |  |  |  | 8/6/2021 | 8/6/2022 | M2006021-0500 | 13
316 |  | OP118 CRANK GANTRY | TLSTK | JENOPTIK M2006021-118 CRANK GAGE TAILSTOCK - 663525 |  |  |  | PT100 | 5 | 30336 | JENOPTIK INDUSTRIAL METROLOGY (GERMANY) | 39 | PT100 sensor | 12 |  | 1 | 1 | A |  | EACH | $680.00 | 49 | AS |  | 8/6/2021 | 8/6/2022 | M2006021-0500 | 13
317 |  | OP118 CRANK GANTRY | TLSTK | JENOPTIK M2006021-118 CRANK GAGE TAILSTOCK - 663525 |  |  |  | 10004382 | 8 | 30336 | JENOPTIK INDUSTRIAL METROLOGY (GERMANY) | 39 | holder | 6 |  | 1 |  | C |  | EACH |  |  |  |  | 8/6/2021 | 8/6/2022 | M2006021-0500 | 13
318 |  | OP118 CRANK GANTRY | TLSTK | JENOPTIK M2006021-118 CRANK GAGE TAILSTOCK - 663525 |  |  |  | PT100 0..160°C SET B+B | 22 | 30336 | JENOPTIK INDUSTRIAL METROLOGY (GERMANY) | 39 | sensor module PT100 0..160°C SET B+B | 36 |  | 1 | 1 | A |  | EACH | $970.00 | 140 | AS |  | 8/6/2021 | 8/6/2022 | M2006021-0500 | 13
319 |  | OP118 CRANK GANTRY | MSTR | JENOPTIK M2006021-118 CRANK GAGE SETTING MASTER SUPPLY - 662674 |  |  |  | 10018608 | 8 | 30336 | JENOPTIK INDUSTRIAL METROLOGY (GERMANY) | 39 | mounting bracket | 16 |  | 1 |  | C |  | EACH |  |  |  |  | 8/6/2021 | 8/6/2022 | M2006021-0500 | 13
320 |  | OP118 CRANK GANTRY | MSTR | JENOPTIK M2006021-118 CRANK GAGE SETTING MASTER SUPPLY - 662674 |  |  |  | IM054978 | 8 | 30336 | JENOPTIK INDUSTRIAL METROLOGY (GERMANY) | 39 | guide unit | 10 |  | 1 |  | C |  | EACH |  |  |  |  | 8/6/2021 | 8/6/2022 | M2006021-0500 | 13
321 |  | OP118 CRANK GANTRY | MSTR | JENOPTIK M2006021-118 CRANK GAGE SETTING MASTER SUPPLY - 662674 |  |  |  | DNC-80-200-PPV-A | 16 | 43213 | FESTO | 5 | Standard cylinder DNC-80-200-PPV-A | 34 |  | 1 | 1 | A |  | EACH | $985.00 | 60 | AS |  | 8/6/2021 | 8/6/2022 | M2006021-0500 | 13
322 |  | OP118 CRANK GANTRY | MSTR | JENOPTIK M2006021-118 CRANK GAGE SETTING MASTER SUPPLY - 662674 |  |  |  | 10045408 | 8 | 30336 | JENOPTIK INDUSTRIAL METROLOGY (GERMANY) | 39 | spacer plate | 12 |  | 1 |  | C |  | EACH |  |  |  |  | 8/6/2021 | 8/6/2022 | M2006021-0500 | 13
323 |  | OP118 CRANK GANTRY | MSTR | JENOPTIK M2006021-118 CRANK GAGE SETTING MASTER SUPPLY - 662674 |  |  |  | 10045406 | 8 | 30336 | JENOPTIK INDUSTRIAL METROLOGY (GERMANY) | 39 | holder | 6 |  | 1 |  | C |  | EACH |  |  |  |  | 8/6/2021 | 8/6/2022 | M2006021-0500 | 13
324 |  | OP118 CRANK GANTRY | MSTR | JENOPTIK M2006021-118 CRANK GAGE SETTING MASTER SUPPLY - 662674 |  |  |  | BES 12,0-KH-4-F | 15 | 39333 | BALLUFF | 7 | clamping BES 12,0-KH-4-F | 24 |  | 2 | 1 | B |  | EACH | $33.00 | 30 | AS |  | 8/6/2021 | 8/6/2022 | M2006021-0500 | 13
325 |  | OP118 CRANK GANTRY | MSTR | JENOPTIK M2006021-118 CRANK GAGE SETTING MASTER SUPPLY - 662674 |  |  |  | BES M12ME-PSC40B-S04G | 21 | 39333 | BALLUFF | 7 | proximity switch BES M12ME-PSC40B-S04G | 38 |  | 2 | 1 | A |  | EACH | $110.00 | 60 | AS |  | 8/6/2021 | 8/6/2022 | M2006021-0500 | 13
326 |  | OP118 CRANK GANTRY | MSTR | JENOPTIK M2006021-118 CRANK GAGE SETTING MASTER SUPPLY - 662674 |  |  |  | A 25 DIN705 (IM060617) | 24 | 30336 | JENOPTIK INDUSTRIAL METROLOGY (GERMANY) | 39 | adjusting ring A 25 DIN705 | 28 |  | 1 | 1 | B |  | EACH | $30.00 | 60 | AS |  | 8/6/2021 | 8/6/2022 | M2006021-0500 | 13
327 |  | OP118 CRANK GANTRY | MSTR | JENOPTIK M2006021-118 CRANK GAGE SETTING MASTER SUPPLY - 662674 |  |  |  | 665546 | 6 | 30336 | JENOPTIK INDUSTRIAL METROLOGY (GERMANY) | 39 | plate | 5 |  | 1 |  | C |  | EACH |  |  |  |  | 8/6/2021 | 8/6/2022 | M2006021-0500 | 13
328 |  | OP118 CRANK GANTRY | MSTR | JENOPTIK M2006021-118 CRANK GAGE SETTING MASTER SUPPLY - 662674 |  |  |  | 665452 | 6 | 30336 | JENOPTIK INDUSTRIAL METROLOGY (GERMANY) | 39 | setting plate | 13 |  | 3 |  | C |  | EACH |  |  |  |  | 8/6/2021 | 8/6/2022 | M2006021-0500 | 13
329 |  | OP118 CRANK GANTRY | MSTR | JENOPTIK M2006021-118 CRANK GAGE SETTING MASTER SUPPLY - 662674 |  |  |  | 665427 | 6 | 30336 | JENOPTIK INDUSTRIAL METROLOGY (GERMANY) | 39 | bridge | 6 |  | 2 |  | C |  | EACH |  |  |  |  | 8/6/2021 | 8/6/2022 | M2006021-0500 | 13
330 |  | OP118 CRANK GANTRY | MSTR | JENOPTIK M2006021-118 CRANK GAGE SETTING MASTER SUPPLY - 662674 |  |  |  | 665818 | 6 | 30336 | JENOPTIK INDUSTRIAL METROLOGY (GERMANY) | 39 | cover prism | 11 |  | 4 | 1 | A |  | EACH | $20.00 | 60 | AS |  | 8/6/2021 | 8/6/2022 | M2006021-0500 | 13
331 |  | OP118 CRANK GANTRY | MSTR | JENOPTIK M2006021-118 CRANK GAGE SETTING MASTER SUPPLY - 662674 |  |  |  | 665547 | 6 | 30336 | JENOPTIK INDUSTRIAL METROLOGY (GERMANY) | 39 | sensor plate | 12 |  | 1 |  | C |  | EACH |  |  |  |  | 8/6/2021 | 8/6/2022 | M2006021-0500 | 13
332 |  | OP118 CRANK GANTRY | MSTR | JENOPTIK M2006021-118 CRANK GAGE SETTING MASTER SUPPLY - 662674 |  |  |  | 666148 | 6 | 30336 | JENOPTIK INDUSTRIAL METROLOGY (GERMANY) | 39 | sensor bracket | 14 |  | 1 |  | C |  | EACH |  |  |  |  | 8/6/2021 | 8/6/2022 | M2006021-0500 | 13
333 |  | OP118 CRANK GANTRY | MSTR | JENOPTIK M2006021-118 CRANK GAGE SETTING MASTER SUPPLY - 662674 |  |  |  | 10028143 | 8 | 30336 | JENOPTIK INDUSTRIAL METROLOGY (GERMANY) | 39 | mounting plate | 14 |  | 1 |  | C |  | EACH |  |  |  |  | 8/6/2021 | 8/6/2022 | M2006021-0500 | 13
334 |  | OP118 CRANK GANTRY | MSTR | JENOPTIK M2006021-118 CRANK GAGE SETTING MASTER SUPPLY - 662674 |  |  |  | BOS 6k-PU-PR10-S75 | 18 | 39333 | BALLUFF | 7 | light sensor BOS 6k | 19 |  | 3 | 1 | A |  | EACH | $350.00 | 60 | AS |  | 8/6/2021 | 8/6/2022 | M2006021-0500 | 13
335 |  | OP118 CRANK GANTRY | MSTR | JENOPTIK M2006021-118 CRANK GAGE SETTING MASTER SUPPLY - 662674 |  |  |  | 10004382 | 8 | 30336 | JENOPTIK INDUSTRIAL METROLOGY (GERMANY) | 39 | holder | 6 |  | 1 |  | C |  | EACH |  |  |  |  | 8/6/2021 | 8/6/2022 | M2006021-0500 | 13
336 |  | OP118 CRANK GANTRY | MSTR | JENOPTIK M2006021-118 CRANK GAGE SETTING MASTER SUPPLY - 662674 |  |  |  | 665422 | 6 | 30336 | JENOPTIK INDUSTRIAL METROLOGY (GERMANY) | 39 | fork plate | 10 |  | 1 |  | C |  | EACH |  |  |  |  | 8/6/2021 | 8/6/2022 | M2006021-0500 | 13
337 |  | OP118 CRANK GANTRY | MSTR | JENOPTIK M2006021-118 CRANK GAGE SETTING MASTER SUPPLY - 662674 |  |  |  | 665421 | 6 | 30336 | JENOPTIK INDUSTRIAL METROLOGY (GERMANY) | 39 | sliding guide | 13 |  | 1 | 1 | B |  | EACH | $190.00 | 60 | AS |  | 8/6/2021 | 8/6/2022 | M2006021-0500 | 13
338 |  | OP118 CRANK GANTRY | MSTR | JENOPTIK M2006021-118 CRANK GAGE SETTING MASTER SUPPLY - 662674 |  |  |  | 665534 | 6 | 30336 | JENOPTIK INDUSTRIAL METROLOGY (GERMANY) | 39 | stop plate | 10 |  | 2 |  | C |  | EACH |  |  |  |  | 8/6/2021 | 8/6/2022 | M2006021-0500 | 13
339 |  | OP118 CRANK GANTRY | MSTR | JENOPTIK M2006021-118 CRANK GAGE SETTING MASTER SUPPLY - 662674 |  |  |  | 665536 | 6 | 30336 | JENOPTIK INDUSTRIAL METROLOGY (GERMANY) | 39 | sliding guide | 13 |  | 2 | 1 | B |  | EACH | $45.00 | 60 | AS |  | 8/6/2021 | 8/6/2022 | M2006021-0500 | 13
340 |  | OP118 CRANK GANTRY | MSTR | JENOPTIK M2006021-118 CRANK GAGE SETTING MASTER SUPPLY - 662674 |  |  |  | D-125 (IM063364) | 16 | 30336 | JENOPTIK INDUSTRIAL METROLOGY (GERMANY) | 39 | pressure spring D-125 | 21 |  | 2 | 1 | A |  | EACH | $30.00 | 60 | AS |  | 8/6/2021 | 8/6/2022 | M2006021-0500 | 13
341 |  | OP118 CRANK GANTRY | MSTR | JENOPTIK M2006021-118 CRANK GAGE SETTING MASTER SUPPLY - 662674 |  |  |  | 665425 | 6 | 30336 | JENOPTIK INDUSTRIAL METROLOGY (GERMANY) | 39 | prism | 5 |  | 1 | 1 | A |  | EACH | $60.00 | 60 | AS |  | 8/6/2021 | 8/6/2022 | M2006021-0500 | 13
342 |  | OP118 CRANK GANTRY | DRIV | JENOPTIK M2006021-118 CRANK GAGE DRIVE UNIT - 662675 |  |  |  | 10018448 | 8 | 30336 | JENOPTIK INDUSTRIAL METROLOGY (GERMANY) | 39 | base plate | 10 |  | 1 |  | C |  | EACH |  |  |  |  | 8/6/2021 | 8/6/2022 | M2006021-0500 | 13
343 |  | OP118 CRANK GANTRY | DRIV | JENOPTIK M2006021-118 CRANK GAGE DRIVE UNIT - 662675 |  |  |  | 10020527 | 8 | 30336 | JENOPTIK INDUSTRIAL METROLOGY (GERMANY) | 39 | base plate | 10 |  | 1 |  | C |  | EACH |  |  |  |  | 8/6/2021 | 8/6/2022 | M2006021-0500 | 13
344 |  | OP118 CRANK GANTRY | DRIV | JENOPTIK M2006021-118 CRANK GAGE DRIVE UNIT - 662675 |  |  |  | 10018449 | 8 | 30336 | JENOPTIK INDUSTRIAL METROLOGY (GERMANY) | 39 | holder shock absorber | 21 |  | 2 |  | C |  | EACH |  |  |  |  | 8/6/2021 | 8/6/2022 | M2006021-0500 | 13
345 |  | OP118 CRANK GANTRY | DRIV | JENOPTIK M2006021-118 CRANK GAGE DRIVE UNIT - 662675 |  |  |  | 10018450 | 8 | 30336 | JENOPTIK INDUSTRIAL METROLOGY (GERMANY) | 39 | angle sensor | 12 |  | 2 |  | C |  | EACH |  |  |  |  | 8/6/2021 | 8/6/2022 | M2006021-0500 | 13
346 |  | OP118 CRANK GANTRY | DRIV | JENOPTIK M2006021-118 CRANK GAGE DRIVE UNIT - 662675 |  |  |  | 10018451 | 8 | 30336 | JENOPTIK INDUSTRIAL METROLOGY (GERMANY) | 39 | connecting plate | 16 |  | 1 |  | C |  | EACH |  |  |  |  | 8/6/2021 | 8/6/2022 | M2006021-0500 | 13
347 |  | OP118 CRANK GANTRY | DRIV | JENOPTIK M2006021-118 CRANK GAGE DRIVE UNIT - 662675 |  |  |  | 10018452 | 8 | 30336 | JENOPTIK INDUSTRIAL METROLOGY (GERMANY) | 39 | switch tab | 10 |  | 1 |  | C |  | EACH |  |  |  |  | 8/6/2021 | 8/6/2022 | M2006021-0500 | 13
348 |  | OP118 CRANK GANTRY | DRIV | JENOPTIK M2006021-118 CRANK GAGE DRIVE UNIT - 662675 |  |  |  | 10018453 | 8 | 30336 | JENOPTIK INDUSTRIAL METROLOGY (GERMANY) | 39 | stop block | 10 |  | 1 |  | C |  | EACH |  |  |  |  | 8/6/2021 | 8/6/2022 | M2006021-0500 | 13
349 |  | OP118 CRANK GANTRY | DRIV | JENOPTIK M2006021-118 CRANK GAGE DRIVE UNIT - 662675 |  |  |  | 10012475 | 8 | 30336 | JENOPTIK INDUSTRIAL METROLOGY (GERMANY) | 39 | foot mounting | 13 |  | 2 |  | C |  | EACH |  |  |  |  | 8/6/2021 | 8/6/2022 | M2006021-0500 | 13
350 |  | OP118 CRANK GANTRY | DRIV | JENOPTIK M2006021-118 CRANK GAGE DRIVE UNIT - 662675 |  |  |  | DGP-40-500-PPV-A-B | 18 | 43213 | FESTO | 5 | linear actuator | 15 |  | 1 | 1 | A |  | EACH | $1600.00 | 90 | AS |  | 8/6/2021 | 8/6/2022 | M2006021-0500 | 13
351 |  | OP118 CRANK GANTRY | DRIV | JENOPTIK M2006021-118 CRANK GAGE DRIVE UNIT - 662675 |  |  |  | 10012477 | 8 | 30336 | JENOPTIK INDUSTRIAL METROLOGY (GERMANY) | 39 | carrier | 7 |  | 1 |  | C |  | EACH |  |  |  |  | 8/6/2021 | 8/6/2022 | M2006021-0500 | 13
352 |  | OP118 CRANK GANTRY | DRIV | JENOPTIK M2006021-118 CRANK GAGE DRIVE UNIT - 662675 |  |  |  | BES M12ME-PSC40B-S04G | 21 | 39333 | BALLUFF | 7 | proximity switch BES M12ME-PSC40B-S04G | 38 |  | 2 | 1 | A |  | EACH | $110.00 | 60 | AS |  | 8/6/2021 | 8/6/2022 | M2006021-0500 | 13
353 |  | OP118 CRANK GANTRY | DRIV | JENOPTIK M2006021-118 CRANK GAGE DRIVE UNIT - 662675 |  |  |  | BES 12,0-KH-2S | 14 | 39333 | BALLUFF | 7 | clamping holder BES 12,0-KH-2S | 30 |  | 2 |  | C |  | EACH |  |  |  |  | 8/6/2021 | 8/6/2022 | M2006021-0500 | 13
354 |  | OP118 CRANK GANTRY | DRIV | JENOPTIK M2006021-118 CRANK GAGE DRIVE UNIT - 662675 |  |  |  | MA 225 M | 8 | 12635 | ACE CONTROLS | 12 | Shock absorber MA 225 M | 23 |  | 2 | 1 | A |  | EACH | $305.00 | 60 | AS |  | 8/6/2021 | 8/6/2022 | M2006021-0500 | 13
355 |  | OP118 CRANK GANTRY | DRIV | JENOPTIK M2006021-118 CRANK GAGE DRIVE UNIT - 662675 |  |  |  | IM028665 | 8 | 30336 | JENOPTIK INDUSTRIAL METROLOGY (GERMANY) | 39 | bolt 10 x 4,5 DIN6321 | 24 |  | 2 |  | C |  | EACH |  |  |  |  | 8/6/2021 | 8/6/2022 | M2006021-0500 | 13
356 |  | OP118 CRANK GANTRY | DRIV | JENOPTIK M2006021-118 CRANK GAGE DRIVE UNIT - 662675 |  |  |  | 25 WL KUVE 25 WL W1 G3 V1 RRFT / 750-60 / 50 (10020505) | 55 | 30336 | JENOPTIK INDUSTRIAL METROLOGY (GERMANY) | 39 | ball recirculation unit | 23 |  | 1 | 1 | A |  | EACH | $936.00 | 77 | AS |  | 8/6/2021 | 8/6/2022 | M2006021-0500 | 13
357 |  | OP118 CRANK GANTRY | DRIV | JENOPTIK M2006021-118 CRANK GAGE DRIVE UNIT - 662675 |  |  |  | 10020645 | 8 | 30336 | JENOPTIK INDUSTRIAL METROLOGY (GERMANY) | 39 | sheet metal wiper | 17 |  | 2 |  | C |  | EACH |  |  |  |  | 8/6/2021 | 8/6/2022 | M2006021-0500 | 13
358 |  | OP118 CRANK GANTRY | DRIV | JENOPTIK M2006021-118 CRANK GAGE DRIVE UNIT - 662675 |  |  |  | 10037047 | 8 | 30336 | JENOPTIK INDUSTRIAL METROLOGY (GERMANY) | 39 | base plate | 10 |  | 1 |  | C |  | EACH |  |  |  |  | 8/6/2021 | 8/6/2022 | M2006021-0500 | 13
359 |  | OP118 CRANK GANTRY | DRIV | JENOPTIK M2006021-118 CRANK GAGE DRIVE UNIT - 662675 |  |  |  | 670831 | 6 | 30336 | JENOPTIK INDUSTRIAL METROLOGY (GERMANY) | 39 | axle | 4 |  | 1 |  | C |  | EACH |  |  |  |  | 8/6/2021 | 8/6/2022 | M2006021-0500 | 13
360 |  | OP118 CRANK GANTRY | DRIV | JENOPTIK M2006021-118 CRANK GAGE DRIVE UNIT - 662675 |  |  |  | 665852 | 6 | 30336 | JENOPTIK INDUSTRIAL METROLOGY (GERMANY) | 39 | fork plate | 10 |  | 1 |  | C |  | EACH |  |  |  |  | 8/6/2021 | 8/6/2022 | M2006021-0500 | 13
361 |  | OP118 CRANK GANTRY | DRIV | JENOPTIK M2006021-118 CRANK GAGE DRIVE UNIT - 662675 |  |  |  | 665851 | 6 | 30336 | JENOPTIK INDUSTRIAL METROLOGY (GERMANY) | 39 | sliding guide | 13 |  | 1 |  | C |  | EACH |  |  |  |  | 8/6/2021 | 8/6/2022 | M2006021-0500 | 13
362 |  | OP118 CRANK GANTRY | DRIV | JENOPTIK M2006021-118 CRANK GAGE DRIVE UNIT - 662675 |  |  |  | 665425 | 6 | 30336 | JENOPTIK INDUSTRIAL METROLOGY (GERMANY) | 39 | prism | 5 |  | 1 | 1 | A |  | EACH | $60.00 | 60 | AS |  | 8/6/2021 | 8/6/2022 | M2006021-0500 | 13
363 |  | OP118 CRANK GANTRY | DRIV | JENOPTIK M2006021-118 CRANK GAGE DRIVE UNIT - 662675 |  |  |  | 665872 | 6 | 30336 | JENOPTIK INDUSTRIAL METROLOGY (GERMANY) | 39 | prism plate | 11 |  | 2 |  | C |  | EACH |  |  |  |  | 8/6/2021 | 8/6/2022 | M2006021-0500 | 13
364 |  | OP118 CRANK GANTRY | DRIV | JENOPTIK M2006021-118 CRANK GAGE DRIVE UNIT - 662675 |  |  |  | 665919 | 6 | 30336 | JENOPTIK INDUSTRIAL METROLOGY (GERMANY) | 39 | cover prism | 11 |  | 4 | 1 | A |  | EACH | $30.00 | 60 | AS |  | 8/6/2021 | 8/6/2022 | M2006021-0500 | 13
365 |  | OP118 CRANK GANTRY | DRIV | JENOPTIK M2006021-118 CRANK GAGE DRIVE UNIT - 662675 |  |  |  | 10011285 | 8 | 30336 | JENOPTIK INDUSTRIAL METROLOGY (GERMANY) | 39 | stop plate | 10 |  | 6 |  | C |  | EACH |  |  |  |  | 8/6/2021 | 8/6/2022 | M2006021-0500 | 13
366 |  | OP118 CRANK GANTRY | DRIV | JENOPTIK M2006021-118 CRANK GAGE DRIVE UNIT - 662675 |  |  |  | IM055112 | 8 | 30336 | JENOPTIK INDUSTRIAL METROLOGY (GERMANY) | 39 | ball pressure screw M8x20 | 25 |  | 2 |  | C |  | EACH |  |  |  |  | 8/6/2021 | 8/6/2022 | M2006021-0500 | 13
367 |  | OP118 CRANK GANTRY | DRIV | JENOPTIK M2006021-118 CRANK GAGE DRIVE UNIT - 662675 |  |  |  | 10059797 | 8 | 30336 | JENOPTIK INDUSTRIAL METROLOGY (GERMANY) | 39 | holder | 6 |  | 3 |  | C |  | EACH |  |  |  |  | 8/6/2021 | 8/6/2022 | M2006021-0500 | 13
368 |  | OP118 CRANK GANTRY | DRIV | JENOPTIK M2006021-118 CRANK GAGE DRIVE UNIT - 662675 |  |  |  | 10059836 | 8 | 30336 | JENOPTIK INDUSTRIAL METROLOGY (GERMANY) | 39 | stop plate | 10 |  | 2 |  | C |  | EACH |  |  |  |  | 8/6/2021 | 8/6/2022 | M2006021-0500 | 13
369 |  | OP118 CRANK GANTRY | DRIV | JENOPTIK M2006021-118 CRANK GAGE DRIVE UNIT - 662675 |  |  |  | D-125 (IM063364) | 16 | 30336 | JENOPTIK INDUSTRIAL METROLOGY (GERMANY) | 39 | pressure spring D-125 | 21 |  | 2 | 1 | A |  | EACH | $30.00 | 60 | AS |  | 8/6/2021 | 8/6/2022 | M2006021-0500 | 13
370 |  | OP118 CRANK GANTRY | CLMP | JENOPTIK M2006021-118 CRANK GAGE CLAMPING WORKPIECE - 662676 |  |  |  | HGP-25-A-B-SSK | 14 | 43213 | FESTO | 5 | parallel gripper | 16 |  | 1 | 1 | A |  | EACH | $1980.00 | 60 | AS |  | 8/6/2021 | 8/6/2022 | M2006021-0500 | 13
371 |  | OP118 CRANK GANTRY | CLMP | JENOPTIK M2006021-118 CRANK GAGE CLAMPING WORKPIECE - 662676 |  |  |  | SME-8-S-LED-24 150857 | 22 | 43213 | FESTO | 5 | proximity sensor SME-8-S-LED-24 150857 | 39 |  | 2 | 1 | A |  | EACH | $110.00 | 60 | AS |  | 8/6/2021 | 8/6/2022 | M2006021-0500 | 13
372 |  | OP118 CRANK GANTRY | CLMP | JENOPTIK M2006021-118 CRANK GAGE CLAMPING WORKPIECE - 662676 |  |  |  | IM063286 | 8 | 30336 | JENOPTIK INDUSTRIAL METROLOGY (GERMANY) | 39 | centering sleeve ZBH-9 | 22 |  | 2 |  | C |  | EACH |  |  |  |  | 8/6/2021 | 8/6/2022 | M2006021-0500 | 13
373 |  | OP118 CRANK GANTRY | CLMP | JENOPTIK M2006021-118 CRANK GAGE CLAMPING WORKPIECE - 662676 |  |  |  | 667515 | 6 | 30336 | JENOPTIK INDUSTRIAL METROLOGY (GERMANY) | 39 | gripper jaw | 11 |  | 2 | 1 | A |  | EACH | $80.00 | 60 | AS |  | 8/6/2021 | 8/6/2022 | M2006021-0500 | 13
374 |  | OP118 CRANK GANTRY | CLMP | JENOPTIK M2006021-118 CRANK GAGE CLAMPING WORKPIECE - 662676 |  |  |  | 10055972 | 8 | 30336 | JENOPTIK INDUSTRIAL METROLOGY (GERMANY) | 39 | insert gripper jaw | 18 |  | 2 | 1 | A |  | EACH | $110.00 | 60 | AS |  | 8/6/2021 | 8/6/2022 | M2006021-0500 | 13
375 |  | OP118 CRANK GANTRY | CLMP | JENOPTIK M2006021-118 CRANK GAGE CLAMPING WORKPIECE - 662676 |  |  |  | 10043044 | 8 | 30336 | JENOPTIK INDUSTRIAL METROLOGY (GERMANY) | 39 | base plate | 10 |  | 1 |  | C |  | EACH |  |  |  |  | 8/6/2021 | 8/6/2022 | M2006021-0500 | 13
376 |  | OP118 CRANK GANTRY | CLMP | JENOPTIK M2006021-118 CRANK GAGE CLAMPING WORKPIECE - 662676 |  |  |  | 10055970 | 8 | 30336 | JENOPTIK INDUSTRIAL METROLOGY (GERMANY) | 39 | holder | 6 |  | 1 |  | C |  | EACH |  |  |  |  | 8/6/2021 | 8/6/2022 | M2006021-0500 | 13
377 |  | OP118 CRANK GANTRY | PROB | JENOPTIK M2006021-118 CRANK GAGE MEASUREMENT SATELLITE - 665097 |  |  |  | PS100-16-HBT | 12 | 30336 | JENOPTIK INDUSTRIAL METROLOGY (GERMANY) | 39 | Gageline PS100-16-HBT | 21 |  | 3 | 1 | A | Y | EACH | $4476.00 | 60 | AS |  | 8/6/2021 | 8/6/2022 | M2006021-0500 | 13
378 |  | OP118 CRANK GANTRY | PROB | JENOPTIK M2006021-118 CRANK GAGE MEASUREMENT SATELLITE - 665097 |  |  |  | PS50-4-AV | 9 | 30336 | JENOPTIK INDUSTRIAL METROLOGY (GERMANY) | 39 | Gageline PS50-4-AV | 18 |  | 1 | 1 | A | Y | EACH | $2151.00 | 60 | AS |  | 8/6/2021 | 8/6/2022 | M2006021-0500 | 13
379 |  | OP118 CRANK GANTRY | PROB | JENOPTIK M2006021-118 CRANK GAGE MEASUREMENT SATELLITE - 665097 |  |  |  | PS50-4-D (M23) | 14 | 30336 | JENOPTIK INDUSTRIAL METROLOGY (GERMANY) | 39 | Gageline PS50-4-D (M23) | 23 |  | 1 | 1 | A | Y | EACH | $2013.00 | 60 | AS |  | 8/6/2021 | 8/6/2022 | M2006021-0500 | 13
380 |  | OP118 CRANK GANTRY | PROB | JENOPTIK M2006021-118 CRANK GAGE MEASUREMENT SATELLITE - 665097 |  |  |  | PS50-4-D (DSUB) | 15 | 30336 | JENOPTIK INDUSTRIAL METROLOGY (GERMANY) | 39 | Gageline PS50-4-D (DSUB) | 24 |  | 1 | 1 | A | Y | EACH | $2004.00 | 60 | AS |  | 8/6/2021 | 8/6/2022 | M2006021-0500 | 13
381 |  | OP118 CRANK GANTRY | PROB | JENOPTIK M2006021-118 CRANK GAGE MEASUREMENT SATELLITE - 665097 |  |  |  | PS100-8-D (D-SUB) | 17 | 30336 | JENOPTIK INDUSTRIAL METROLOGY (GERMANY) | 39 | HOMMEL-ETAMIC PS100-8-D (D-SUB) | 31 |  | 2 | 1 | A | Y | EACH | $3264.00 | 60 | AS |  | 8/6/2021 | 8/6/2022 | M2006021-0500 | 13
382 |  | OP118 CRANK GANTRY | PROB | JENOPTIK M2006021-118 CRANK GAGE MEASUREMENT SATELLITE - 665097 |  |  |  | PS50-4-DNJ (DSUB) | 17 | 30336 | JENOPTIK INDUSTRIAL METROLOGY (GERMANY) | 39 | Gageline PS50-4-DNJ (DSUB) | 26 |  | 1 | 1 | A | Y | EACH | $1902.00 | 60 | AS |  | 8/6/2021 | 8/6/2022 | M2006021-0500 | 13
383 |  | OP118 CRANK GANTRY | PROB | JENOPTIK M2006021-118 CRANK GAGE MEASUREMENT SATELLITE - 665097 |  |  |  | 10058851 | 8 | 30336 | JENOPTIK INDUSTRIAL METROLOGY (GERMANY) | 39 | Mounting bracket | 16 |  | 9 |  | C |  | EACH |  |  |  |  | 8/6/2021 | 8/6/2022 | M2006021-0500 | 13
384 |  | OP118 CRANK GANTRY | PROB | JENOPTIK M2006021-118 CRANK GAGE MEASUREMENT SATELLITE - 665097 |  |  |  | 668264 | 6 | 30336 | JENOPTIK INDUSTRIAL METROLOGY (GERMANY) | 39 | bracket | 7 |  | 2 |  | C |  | EACH |  |  |  |  | 8/6/2021 | 8/6/2022 | M2006021-0500 | 13
385 |  | OP118 CRANK GANTRY | PROB | JENOPTIK M2006021-118 CRANK GAGE MEASUREMENT SATELLITE - 665097 |  |  |  | 668265 | 6 | 30336 | JENOPTIK INDUSTRIAL METROLOGY (GERMANY) | 39 | mounting plate | 14 |  | 2 |  | C |  | EACH |  |  |  |  | 8/6/2021 | 8/6/2022 | M2006021-0500 | 13
386 |  | OP118 CRANK GANTRY | PROB | JENOPTIK M2006021-118 CRANK GAGE MEASUREMENT SATELLITE - 665097 |  |  |  | PS50 4D (M23) | 13 | 30336 | JENOPTIK INDUSTRIAL METROLOGY (GERMANY) | 39 | label probe no. satellite PS50 4D (M23) | 39 |  | 1 |  | C |  | EACH |  |  |  |  | 8/6/2021 | 8/6/2022 | M2006021-0500 | 13
387 |  | OP118 CRANK GANTRY | PROB | JENOPTIK M2006021-118 CRANK GAGE MEASUREMENT SATELLITE - 665097 |  |  |  | 10055085 | 8 | 30336 | JENOPTIK INDUSTRIAL METROLOGY (GERMANY) | 39 | Cluster Connector power,Ethernet,Trigger | 40 |  | 7 | 1 | A | Y | EACH | $645.00 | 60 | AS |  | 8/6/2021 | 8/6/2022 | M2006021-0500 | 13
388 |  | OP118 CRANK GANTRY | PROB | JENOPTIK M2006021-118 CRANK GAGE MEASUREMENT SATELLITE - 665097 |  |  |  | 10053482 | 8 | 30336 | JENOPTIK INDUSTRIAL METROLOGY (GERMANY) | 39 | Trigger-bus termination conn. (male) | 36 |  | 1 | 1 | A |  | EACH | $120.00 | 60 | AS |  | 8/6/2021 | 8/6/2022 | M2006021-0500 | 13
389 |  | OP118 CRANK GANTRY | PROB | JENOPTIK M2006021-118 CRANK GAGE MEASUREMENT SATELLITE - 665097 |  |  |  | 10053480 | 8 | 30336 | JENOPTIK INDUSTRIAL METROLOGY (GERMANY) | 39 | Trigger-bus termination conn.(female) | 37 |  | 1 | 1 | A |  | EACH | $120.00 | 60 | AS |  | 8/6/2021 | 8/6/2022 | M2006021-0500 | 13
390 |  | OP118 CRANK GANTRY | PROB | JENOPTIK M2006021-118 CRANK GAGE MEASUREMENT SATELLITE - 665097 |  |  |  | PS100 16HBT | 11 | 30336 | JENOPTIK INDUSTRIAL METROLOGY (GERMANY) | 39 | label probe no. satellite PS100 16HBT | 37 |  | 5 |  | C |  | EACH |  |  |  |  | 8/6/2021 | 8/6/2022 | M2006021-0500 | 13
391 |  | OP118 CRANK GANTRY | PROB | JENOPTIK M2006021-118 CRANK GAGE MEASUREMENT SATELLITE - 665097 |  |  |  | PS50 | 4 | 30336 | JENOPTIK INDUSTRIAL METROLOGY (GERMANY) | 39 | label probe no. satellite PS50 | 30 |  | 2 |  | C |  | EACH |  |  |  |  | 8/6/2021 | 8/6/2022 | M2006021-0500 | 13
392 |  | OP118 CRANK GANTRY | PROB | JENOPTIK M2006021-118 CRANK GAGE MEASUREMENT SATELLITE - 665097 |  |  |  | 10048255 | 8 | 30336 | JENOPTIK INDUSTRIAL METROLOGY (GERMANY) | 39 | Snaploc bolt D=7 | 16 |  | 36 |  | C |  | EACH |  |  |  |  | 8/6/2021 | 8/6/2022 | M2006021-0500 | 13
393 |  | OP118 CRANK GANTRY | PROB | JENOPTIK M2006021-118 CRANK GAGE MEASUREMENT SATELLITE - 665097 |  |  |  | Sub-D 1m | 8 | 37586 | Heidenhain | 10 | connection cable Sub-D 1m | 25 |  | 10 | 1 | B |  | EACH | $245.00 | 100 | AS |  | 8/6/2021 | 8/6/2022 | M2006021-0500 | 13
394 |  | OP118 CRANK GAGE | ELEC | JENOPTIK M2006021-118 CRANK GAGE FIELD DEVICES - ELEC |  |  |  | 0985 342 104/15M | 16 | 79424 | LUMBERG | 7 | PROFINET CABLE, M12 TO RJ45, 15M | 32 |  | 2 | 1 | B |  | EACH | $213.00 | 30 | AS |  | 8/6/2021 | 8/6/2022 | M2006021-8000-ASM | 17
395 |  | OP118 CRANK GAGE | ELEC | JENOPTIK M2006021-118 CRANK GAGE FIELD DEVICES - ELEC |  |  |  | RS51667-30M | 11 | 21437 | TURCK | 5 | CABLE, 3 CONDUCTOR, 10 AWG, TPE, BLACK, 30M | 43 |  | 1 | 1 | B |  | EACH | $357.00 | 30 | AS |  | 8/6/2021 | 8/6/2022 | M2006021-8000-ASM | 17
396 |  | OP118 CRANK GAGE | ELEC | JENOPTIK M2006021-118 CRANK GAGE FIELD DEVICES - ELEC |  |  |  | GSDM 30-0 | 9 | 21437 | TURCK | 5 | POWERFAST CONNECTOR, 3-PIN MALE, 30 AMP | 39 |  | 1 | 1 | B |  | EACH | $64.00 | 30 | AS |  | 8/6/2021 | 8/6/2022 | M2006021-8000-ASM | 17
397 |  | OP118 CRANK GAGE | ELEC | JENOPTIK M2006021-118 CRANK GAGE FIELD DEVICES - ELEC |  |  |  | GKDM 30-0 | 9 | 21437 | TURCK | 5 | POWERFAST CONNECTOR, 3-PIN FEMALE, 30 AMP | 41 |  | 1 | 1 | B |  | EACH | $64.00 | 30 | AS |  | 8/6/2021 | 8/6/2022 | M2006021-8000-ASM | 17
398 |  | OP118 CRANK GAGE | ELEC | JENOPTIK M2006021-118 CRANK GAGE FIELD DEVICES - ELEC |  |  |  | RST 3-RKMV 3-224/0.3M | 21 | 79424 | LUMBERG | 7 | M12 MALE TO M8 FEMALE ADPTER CABLE, 0.3M | 40 |  | 43 | 1 | B |  | EACH | $24.00 | 30 | AS |  | 8/6/2021 | 8/6/2022 | M2006021-8000-ASM | 17
399 |  | OP118 CRANK GAGE | ELEC | JENOPTIK M2006021-118 CRANK GAGE FIELD DEVICES - ELEC |  |  |  | RST 4-RKMV 4-377/1M | 19 | 79424 | LUMBERG | 7 | M12 MALE TO M8 FEMALE ADPTER CABLE, 1M | 38 |  | 3 | 1 | B |  | EACH | $55.00 | 30 | AS |  | 8/6/2021 | 8/6/2022 | M2006021-8000-ASM | 17
400 |  | OP118 CRANK GAGE | ELEC | JENOPTIK M2006021-118 CRANK GAGE FIELD DEVICES - ELEC |  |  |  | RSB2A080BD | 10 | 63059 | SCHNEIDER ELECTRIC | 18 | PLUG IN RELAY, 24VDC, 2 NO/NC CONTACTS | 38 |  | 12 | 1 | B |  | EACH | $11.00 | 30 | AS |  | 8/6/2021 | 8/6/2022 | M2006021-8000-ASM | 17
401 |  | OP118 CRANK GAGE | ELEC | JENOPTIK M2006021-118 CRANK GAGE FIELD DEVICES - ELEC |  |  |  | RSZE1S48M | 9 | 63059 | SCHNEIDER ELECTRIC | 18 | BASE FOR RSZ RELAY | 18 |  | 12 | 1 | B |  | EACH | $15.00 | 30 | AS |  | 8/6/2021 | 8/6/2022 | M2006021-8000-ASM | 17
402 |  | OP118 CRANK GAGE | ELEC | JENOPTIK M2006021-118 CRANK GAGE FIELD DEVICES - ELEC |  |  |  | RSZR215 | 7 | 63059 | SCHNEIDER ELECTRIC | 18 | RETENTION CLIP FOR RSZ RELAY | 28 |  | 12 | 1 | B |  | EACH | $3.00 | 30 | AS |  | 8/6/2021 | 8/6/2022 | M2006021-8000-ASM | 17
403 |  | OP118 CRANK GAGE | ELEC | JENOPTIK M2006021-118 CRANK GAGE FIELD DEVICES - ELEC |  |  |  | 5SJ4111-7HG40 | 13 | 36224 | SIEMENS | 7 | CIRCUIT BREAKER, 1-POLE, 5 AMPS | 31 |  | 3 | 1 | A |  | EACH | $77.00 | 30 | AS |  | 8/6/2021 | 8/6/2022 | M2006021-8000-ASM | 17
404 |  | OP118 CRANK GAGE | ELEC | JENOPTIK M2006021-118 CRANK GAGE FIELD DEVICES - ELEC |  |  |  | 6ES7146-6FF00-0AB0 | 18 | 36224 | SIEMENS | 7 | ET200ECO SAFETY I/O MODULE, 8 F-DI + 3 F-DQ | 43 |  | 1 | 1 | A |  | EACH | $1816.00 | 60 | AS |  | 8/6/2021 | 8/6/2022 | M2006021-5010-ASM | 17
405 |  | OP118 CRANK GAGE | ELEC | JENOPTIK M2006021-118 CRANK GAGE FIELD DEVICES - ELEC |  |  |  | 6ES7148-6JA00-0AB0 | 18 | 36224 | SIEMENS | 7 | ET200ECO I/O LINK MODULE, 4 IO-L + 8DI + 4DO | 44 |  | 1 | 1 | A |  | EACH | $1370.00 | 60 | AS |  | 8/6/2021 | 8/6/2022 | M2006021-5010-ASM | 17
406 |  | OP118 CRANK GAGE | ELEC | JENOPTIK M2006021-118 CRANK GAGE FIELD DEVICES - ELEC |  |  |  | 6ES7141-6BH00-0AB0 | 19 | 36224 | SIEMENS | 7 | ET200ECO I/O MODULE, 16 DIGITAL INPUTS | 38 |  | 4 | 1 | A |  | EACH | $1415.00 | 60 | AS |  | 8/6/2021 | 8/6/2022 | M2006021-5010-ASM | 17
407 |  | OP118 CRANK GAGE | ELEC | JENOPTIK M2006021-118 CRANK GAGE FIELD DEVICES - ELEC |  |  |  | ASB 4 5-4-328/15M | 17 | 79424 | LUMBERG | 7 | DISTRIBUTION BLOCK, 4-PORT | 26 |  | 1 | 1 | B |  | EACH | $179.00 | 60 | AS |  | 8/6/2021 | 8/6/2022 | M2006021-5010-ASM | 17
408 |  | OP118 CRANK GAGE | ELEC | JENOPTIK M2006021-118 CRANK GAGE FIELD DEVICES - ELEC |  |  |  | BK350 | 5 | 50306 | APC | 3 | BACKUP UPS, 350KVA | 18 |  | 1 | 1 | B |  | EACH | $158.00 | 60 | AS |  | 8/6/2021 | 8/6/2022 | M2006021-5010-ASM | 17
409 |  | OP118 CRANK GAGE | ELEC | JENOPTIK M2006021-118 CRANK GAGE FIELD DEVICES - ELEC |  |  |  | CNEM-24T | 8 | NA - TMS | MENCOM | 6 | 24-PIN MALE CONNECTOR, SCREW TERMINALS | 38 |  | 1 | 1 | B |  | EACH | $32.00 | 30 | AS |  | 8/6/2021 | 8/6/2022 | M2006021-5010-ASM | 17
410 |  | OP118 CRANK GAGE | ELEC | JENOPTIK M2006021-118 CRANK GAGE FIELD DEVICES - ELEC |  |  |  | CHO-24 | 6 | NA - TMS | MENCOM | 6 | HOOD FOR 24-PIN CONNECTOR | 25 |  | 1 |  | C |  | EACH |  |  |  |  | 8/6/2021 | 8/6/2022 | M2006021-5010-ASM | 17
411 |  | OP118 CRANK GAGE | ELEC | JENOPTIK M2006021-118 CRANK GAGE FIELD DEVICES - ELEC |  |  |  | PCG-21 | 6 | NA - TMS | MENCOM | 6 | GLAND FOR 24-PIN CONNECTOR | 26 |  | 1 |  | C |  | EACH |  |  |  |  | 8/6/2021 | 8/6/2022 | M2006021-5010-ASM | 17
412 |  | OP118 CRANK GAGE | ELEC | JENOPTIK M2006021-118 CRANK GAGE FIELD DEVICES - ELEC |  |  |  | 6FX5002-5DG01-1BA0 | 18 | 36224 | SIEMENS | 7 | SERVO POWER CABLE, 10 METER | 27 |  | 2 | 1 | A |  | EACH | $294.00 | 60 | AS |  | 8/6/2021 | 8/6/2022 | M2006021-5010-ASM | 17
413 |  | OP118 CRANK GAGE | ELEC | JENOPTIK M2006021-118 CRANK GAGE FIELD DEVICES - ELEC |  |  |  | 6FX5002-2DC10-1BA0 | 18 | 36224 | SIEMENS | 7 | SERVO SIGNAL CABLE, 10 METER | 28 |  | 2 | 1 | A |  | EACH | $239.00 | 60 | AS |  | 8/6/2021 | 8/6/2022 | M2006021-5010-ASM | 17
414 |  | OP118 CRANK GAGE | ELEC | JENOPTIK M2006021-118 CRANK GAGE FIELD DEVICES - ELEC |  |  |  | 0906 UTP 316 | 12 | 79424 | LUMBERG | 7 | 7/8 MINI STYLE TEE, 5-PIN | 25 |  | 3 |  | C |  | EACH |  |  |  |  | 8/6/2021 | 8/6/2022 | M2006021-5010-ASM | 17
415 |  | OP118 CRANK GAGE | ELEC | JENOPTIK M2006021-118 CRANK GAGE FIELD DEVICES - ELEC |  |  |  | RF50549-30M | 11 | 21437 | TURCK | 5 | 5 CONDUCTOR, 18 AWG CABLE, 30M | 30 |  | 1 | 1 | B |  | EACH | $149.00 | 30 | AS |  | 8/6/2021 | 8/6/2022 | M2006021-5010-ASM | 17
416 |  | OP118 CRANK GAGE | ELEC | JENOPTIK M2006021-118 CRANK GAGE FIELD DEVICES - ELEC |  |  |  | RKC 4/9 | 7 | 79424 | LUMBERG | 7 | M12 FIELD ATTACHABLE CONNECTOR, 4-PIN, FEMALE | 45 |  | 10 | 1 | B |  | EACH | $15.00 | 30 | AS |  | 8/6/2021 | 8/6/2022 | M2006021-5010-ASM | 17
417 |  | OP118 CRANK GAGE | ELEC | JENOPTIK M2006021-118 CRANK GAGE FIELD DEVICES - ELEC |  |  |  | RSC 4/9 | 7 | 79424 | LUMBERG | 7 | M12 FIELD ATTACHABLE CONNECTOR, 4-PIN, MALE | 43 |  | 10 | 1 | B |  | EACH | $14.00 | 30 | AS |  | 8/6/2021 | 8/6/2022 | M2006021-5010-ASM | 17
418 |  | OP118 CRANK GAGE | ELEC | JENOPTIK M2006021-118 CRANK GAGE FIELD DEVICES - ELEC |  |  |  | RKC 50/9 | 8 | 79424 | LUMBERG | 7 | 7/8 FIELD ATTACHABLE CONNECTOR, 5-PIN, FEMALE | 45 |  | 5 | 1 | B |  | EACH | $45.00 | 30 | AS |  | 8/6/2021 | 8/6/2022 | M2006021-5010-ASM | 17
419 |  | OP118 CRANK GAGE | ELEC | JENOPTIK M2006021-118 CRANK GAGE FIELD DEVICES - ELEC |  |  |  | RSC 50/9 | 8 | 79424 | LUMBERG | 7 | 7/8 FIELD ATTACHABLE CONNECTOR, 5-PIN, MALE | 43 |  | 5 | 1 | B |  | EACH | $44.00 | 30 | AS |  | 8/6/2021 | 8/6/2022 | M2006021-5010-ASM | 17
420 |  | OP118 CRANK GAGE | ELEC | JENOPTIK M2006021-118 CRANK GAGE FIELD DEVICES - ELEC |  |  |  | RST 4-RKT 4-643/0.3M | 20 | 79424 | LUMBERG | 7 | M12 CORDSET, 22AWG, MALE TO FEMALE, 0.3M | 40 |  | 3 | 1 | B |  | EACH | $38.00 | 30 | AS |  | 8/6/2021 | 8/6/2022 | M2006021-5010-ASM | 17
421 |  | OP118 CRANK GAGE | ELEC | JENOPTIK M2006021-118 CRANK GAGE FIELD DEVICES - ELEC |  |  |  | RST 4-RKT 4-643/2M | 18 | 79424 | LUMBERG | 7 | M12 CORDSET, 22AWG, MALE TO FEMALE, 2M | 38 |  | 3 | 1 | B |  | EACH | $39.00 | 30 | AS |  | 8/6/2021 | 8/6/2022 | M2006021-5010-ASM | 17
422 |  | OP118 CRANK GAGE | ELEC | JENOPTIK M2006021-118 CRANK GAGE FIELD DEVICES - ELEC |  |  |  | 0906 UTP 312 | 12 | 79424 | LUMBERG | 7 | 7/8"MINI STYLE TEE | 18 |  | 3 |  | C |  | EACH |  |  |  |  | 8/6/2021 | 8/6/2022 | M2006021-5010-ASM | 17
423 |  | OP118 CRANK GAGE | ELEC | JENOPTIK M2006021-118 CRANK GAGE FIELD DEVICES - ELEC |  |  |  | RST 4-RKT 4-643/5M | 18 | 79424 | LUMBERG | 7 | M12 CORDSET, 22AWG, MALE TO FEMALE, 5M | 38 |  | 2 | 1 | B |  | EACH | $28.00 | 30 | AS |  | 8/6/2021 | 8/6/2022 | M2006021-5010-ASM | 17
424 |  | OP118 CRANK GAGE | ELEC | JENOPTIK M2006021-118 CRANK GAGE FIELD DEVICES - ELEC |  |  |  | 0985 342 100/0.3M | 17 | 79424 | LUMBERG | 7 | PROFINET CABLE, M12 TO M12, 0.3M | 32 |  | 2 | 1 | B |  | EACH | $67.00 | 30 | AS |  | 8/6/2021 | 8/6/2022 | M2006021-5010-ASM | 17
425 |  | OP118 CRANK GAGE | ELEC | JENOPTIK M2006021-118 CRANK GAGE FIELD DEVICES - ELEC |  |  |  | 0985 342 100/1M | 15 | 79424 | LUMBERG | 7 | PROFINET CABLE, M12 TO M12, 1M | 30 |  | 2 | 1 | B |  | EACH | $72.00 | 30 | AS |  | 8/6/2021 | 8/6/2022 | M2006021-5010-ASM | 17
426 |  | OP118 CRANK GAGE | ELEC | JENOPTIK M2006021-118 CRANK GAGE FIELD DEVICES - ELEC |  |  |  | 0985 342 100/21M | 16 | 79424 | LUMBERG | 7 | PROFINET CABLE, M12 TO M12, 2M | 30 |  | 2 | 1 | B |  | EACH | $81.00 | 30 | AS |  | 8/6/2021 | 8/6/2022 | M2006021-5010-ASM | 17
427 |  | OP118 CRANK GAGE | ELEC | JENOPTIK M2006021-118 CRANK GAGE FIELD DEVICES - ELEC |  |  |  | 0985 342 100/5M | 15 | 79424 | LUMBERG | 7 | PROFINET CABLE, M12 TO M12, 5M | 30 |  | 2 | 1 | B |  | EACH | $110.00 | 30 | AS |  | 8/6/2021 | 8/6/2022 | M2006021-5010-ASM | 17
428 |  | OP118 CRANK GAGE | ELEC | JENOPTIK M2006021-118 CRANK GAGE FIELD DEVICES - ELEC |  |  |  | 0985 342 100/10M | 16 | 79424 | LUMBERG | 7 | PROFINET CABLE, M12 TO M12, 10M | 31 |  | 2 | 1 | B |  | EACH | $158.00 | 30 | AS |  | 8/6/2021 | 8/6/2022 | M2006021-5010-ASM | 17
429 |  | OP118 CRANK GAGE | ELEC | JENOPTIK M2006021-118 CRANK GAGE FIELD DEVICES - ELEC |  |  |  | 0985 342 104/5M | 15 | 79424 | LUMBERG | 7 | PROFINET CABLE, M12 TO RJ45, 5M | 31 |  | 2 | 1 | B |  | EACH | $112.00 | 30 | AS |  | 8/6/2021 | 8/6/2022 | M2006021-5010-ASM | 17
430 |  | OP118 CRANK GAGE | ELEC | JENOPTIK M2006021-118 CRANK GAGE FIELD DEVICES - ELEC |  |  |  | 0985 342 104/10M | 16 | 79424 | LUMBERG | 7 | PROFINET CABLE, M12 TO RJ45, 10M | 32 |  | 2 | 1 | B |  | EACH | $160.00 | 30 | AS |  | 8/6/2021 | 8/6/2022 | M2006021-5010-ASM | 17
431 |  | OP118 CRANK GAGE | ELEC | JENOPTIK M2006021-118 CRANK GAGE FIELD DEVICES - ELEC |  |  |  | R05-EXT-DSS | 11 | 21489 | L-COM | 5 | DVI SINGLE LINK EXTENDER | 24 |  | 1 | 1 | A |  | EACH | $113.00 | 30 | AS |  | 8/6/2021 | 8/6/2022 | M2006021-5010-ASM | 17
432 |  | OP118 CRANK GAGE | ELEC | JENOPTIK M2006021-118 CRANK GAGE FIELD DEVICES - ELEC |  |  |  | B203-104-POC | 12 | 90702 | TRIPP LITE | 10 | TRIPP LITE 4-PORT USB OVER CAT5/CAT6 EXTENDER | 45 |  | 1 | 1 | A |  | EACH | $171.00 | 30 | AS |  | 8/6/2021 | 8/6/2022 | M2006021-5010-ASM | 17
433 |  | OP118 CRANK GAGE | ELEC | JENOPTIK M2006021-118 CRANK GAGE FIELD DEVICES - ELEC |  |  |  | CSMUAA-075M | 11 | 21489 | L-COM | 5 | USB CABLE, TYPE A TO TYPE A, 0.75M | 34 |  | 2 |  | C |  | EACH |  |  |  |  | 8/6/2021 | 8/6/2022 | M2006021-5010-ASM | 17
434 |  | OP118 CRANK GAGE | ELEC | JENOPTIK M2006021-118 CRANK GAGE FIELD DEVICES - ELEC |  |  |  | CSMUAB-075M | 11 | 21489 | L-COM | 5 | USB CABLE, TYPE A TO TYPE B, 0.75M | 34 |  | 1 |  | C |  | EACH |  |  |  |  | 8/6/2021 | 8/6/2022 | M2006021-5010-ASM | 17
435 |  | OP118 CRANK GAGE | ELEC | JENOPTIK M2006021-118 CRANK GAGE FIELD DEVICES - ELEC |  |  |  | TRD695SCR-BLK-30 | 16 | 21489 | L-COM | 5 | CAT 6 CABLE, 30 FT, BLACK | 25 |  | 1 | 1 | B |  | EACH | $69.00 | 30 | AS |  | 8/6/2021 | 8/6/2022 | M2006021-5010-ASM | 17
436 |  | OP118 CRANK GAGE | ELEC | JENOPTIK M2006021-118 CRANK GAGE FIELD DEVICES - ELEC |  |  |  | TRD695SCR-BL-30 | 15 | 21489 | L-COM | 5 | CAT 6 CABLE, 30 FT, BLUE | 24 |  | 1 | 1 | B |  | EACH | $48.00 | 30 | AS |  | 8/6/2021 | 8/6/2022 | M2006021-5010-ASM | 17
437 |  | OP118 CRANK GAGE | PNEU | JENOPTIK M2006021-118 CRANK GAGE AIR PREP ASM |  |  |  | FAPP-04-DDL00026 | 16 | 26039 | SMC | 3 | DRIP LEG, G1/2 | 14 |  | 1 | 1 | A |  | EACH | $259.00 | 30 | AS |  | 8/6/2021 | 8/6/2022 | M2006021-5700-ASM | 17
438 |  | OP118 CRANK GAGE | PNEU | JENOPTIK M2006021-118 CRANK GAGE AIR PREP ASM |  |  |  | 4902-15-21 | 10 | 31341 | PARKER | 6 | BALL VALVE, LEVER HANDLE, 1/2 BSPP | 34 |  | 1 | 1 | B |  | EACH | $35.00 | 30 | AS |  | 8/6/2021 | 8/6/2022 | M2006021-5700-ASM | 17
439 |  | OP118 CRANK GAGE | PNEU | JENOPTIK M2006021-118 CRANK GAGE AIR PREP ASM |  |  |  | 4902-10-17 | 10 | 31341 | PARKER | 6 | BALL VALVE, LEVER HANDLE, 3/8 BSPP | 34 |  | 1 | 1 | B |  | EACH | $35.00 | 30 | AS |  | 8/6/2021 | 8/6/2022 | M2006021-5700-ASM | 17
440 |  | OP118 CRANK GAGE | PNEU | JENOPTIK M2006021-118 CRANK GAGE AIR PREP ASM |  |  |  | 3015T11 | 7 | NA - TMS | McMASTER CARR | 13 | PIPE CLAMP, 1-3/4 ID | 20 |  | 2 |  | C |  | EACH |  |  |  |  | 8/6/2021 | 8/6/2022 | M2006021-5700-ASM | 17
441 |  | OP118 CRANK GAGE | PNEU | JENOPTIK M2006021-118 CRANK GAGE AIR PREP ASM |  |  |  | 3015T991 | 8 | NA - TMS | McMASTER CARR | 13 | MOUNTING RAIL, 1-3/16 TALL | 26 |  | 1 |  | C |  | EACH |  |  |  |  | 8/6/2021 | 8/6/2022 | M2006021-5700-ASM | 17
442 |  | OP118 CRANK GAGE | PNEU | JENOPTIK M2006021-118 CRANK GAGE AIR PREP ASM |  |  |  | 547808 | 6 | 43213 | FESTO | 5 | HEX NIPPLE, G1/2 | 16 |  | 1 |  | C |  | EACH |  |  |  |  | 8/6/2021 | 8/6/2022 | M2006021-5700-ASM | 17
443 |  | OP118 CRANK GAGE | PNEU | JENOPTIK M2006021-118 CRANK GAGE AIR PREP ASM |  |  |  | 547506 | 6 | 43213 | FESTO | 5 | HEX NIPPLE, G3/8 | 16 |  | 1 |  | C |  | EACH |  |  |  |  | 8/6/2021 | 8/6/2022 | M2006021-5700-ASM | 17
444 |  | OP118 CRANK GAGE | PNEU | JENOPTIK M2006021-118 CRANK GAGE AIR PREP ASM |  |  |  | 2226 | 4 | 43213 | FESTO | 5 | BOND SEAL, G1/2 | 15 |  | 1 |  | C |  | EACH |  |  |  |  | 8/6/2021 | 8/6/2022 | M2006021-5700-ASM | 17
445 |  | OP118 CRANK GAGE | PNEU | JENOPTIK M2006021-118 CRANK GAGE AIR PREP ASM |  |  |  | 2225 | 4 | 43213 | FESTO | 5 | BOND SEAL, G3/8 | 15 |  | 1 |  | C |  | EACH |  |  |  |  | 8/6/2021 | 8/6/2022 | M2006021-5700-ASM | 17
446 |  | OP118 CRANK GAGE | PNEU | JENOPTIK M2006021-118 CRANK GAGE AIR PREP ASM |  |  |  | LV4B6B | 6 | 31341 | PARKER | 6 | SAFETY LOCKOUT VALVE, G1/2 | 26 |  | 1 | 1 | A |  | EACH | $274.00 | 30 | AS |  | 8/6/2021 | 8/6/2022 | M2006021-5700-ASM | 17
447 |  | OP118 CRANK GAGE | PNEU | JENOPTIK M2006021-118 CRANK GAGE AIR PREP ASM |  |  |  | ESB75MC | 7 | 31341 | PARKER | 6 | MUFFLER, G3/4 | 13 |  | 1 | 1 | B |  | EACH | $46.00 | 30 | AS |  | 8/6/2021 | 8/6/2022 | M2006021-5700-ASM | 17
448 |  | OP118 CRANK GAGE | PNEU | JENOPTIK M2006021-118 CRANK GAGE AIR PREP ASM |  |  |  | MSB6-1/2:C4:J83:F1:U6:V48:F1-WP | 31 | 43213 | FESTO | 5 | MSB6 AIR PREPARATION UNIT | 25 |  | 1 | 1 | A |  | EACH | $3354.00 | 60 | AS |  | 8/6/2021 | 8/6/2022 | M2006021-5700-ASM | 17
449 |  | OP118 CRANK GAGE | PNEU | JENOPTIK M2006021-118 CRANK GAGE AIR PREP ASM |  |  |  | 6844 | 4 | 43213 | FESTO | 5 | SILENCER, G1/2 | 14 |  | 2 | 1 | B |  | EACH | $32.00 | 30 | AS |  | 8/6/2021 | 8/6/2022 | M2006021-5700-ASM | 17
450 |  | OP118 CRANK GAGE | PNEU | JENOPTIK M2006021-118 CRANK GAGE AIR PREP ASM |  |  |  | PN7594 | 6 | 53049 | IFM EFECTOR | 11 | PRESSURE SWITCH, G1/4 | 21 |  | 1 | 1 | A |  | EACH | $672.00 | 60 | AS |  | 8/6/2021 | 8/6/2022 | M2006021-5700-ASM | 17
451 |  | OP118 CRANK GAGE | PNEU | JENOPTIK M2006021-118 CRANK GAGE AIR PREP ASM |  |  |  | IR2010-G02BG | 12 | 26039 | SMC | 3 | PRECISION REGULATOR WITH GAUGE, G1/4 | 36 |  | 2 | 1 | A |  | EACH | $181.00 | 30 | AS |  | 8/6/2021 | 8/6/2022 | M2006021-5700-ASM | 17
452 |  | OP118 CRANK GAGE | PNEU | JENOPTIK M2006021-118 CRANK GAGE AIR PREP ASM |  |  |  | EVS1-02-FG-S-3ZA01FM0-Q | 23 | 26039 | SMC | 3 | VALVE, SINGLE SOL, 24VDC | 24 |  | 2 | 1 | A |  | EACH | $214.00 | 30 | AS |  | 8/6/2021 | 8/6/2022 | M2006021-5700-ASM | 17
453 |  | OP118 CRANK GAGE | PNEU | JENOPTIK M2006021-118 CRANK GAGE AIR PREP ASM |  |  |  | MS6-EM1-1/2-S | 13 | 43213 | FESTO | 5 | MANUAL ON/OFF VALVE, G1/2 | 25 |  | 1 | 1 | A |  | EACH | $210.00 | 30 | AS |  | 8/6/2021 | 8/6/2022 | M2006021-5700-ASM | 17
454 |  | OP118 CRANK GAGE | PNEU | JENOPTIK M2006021-118 CRANK GAGE AIR PREP ASM |  |  |  | MS6-LFR-1/2-D6-E-R-V | 20 | 43213 | FESTO | 5 | FILTER REGULATOR | 16 |  | 1 | 1 | A |  | EACH | $326.00 | 60 | AS |  | 8/6/2021 | 8/6/2022 | M2006021-5700-ASM | 17
455 |  | OP118 CRANK GAGE | PNEU | JENOPTIK M2006021-118 CRANK GAGE AIR PREP ASM |  |  |  | MS6-FRM-1/2 | 11 | 43213 | FESTO | 5 | DISTRIBUTOR BLOCK | 17 |  | 2 | 1 | A |  | EACH | $80.00 | 30 | AS |  | 8/6/2021 | 8/6/2022 | M2006021-5700-ASM | 17
456 |  | OP118 CRANK GAGE | PNEU | JENOPTIK M2006021-118 CRANK GAGE AIR PREP ASM |  |  |  | SFAM-62-1000L-M-2SV-M12 | 23 | 43213 | FESTO | 5 | FLOW SENSOR | 11 |  | 1 | 1 | A |  | EACH | $2,660.00 | 60 | AS |  | 8/6/2021 | 8/6/2022 | M2006021-5700-ASM | 17
457 |  | OP118 CRANK GAGE | PNEU | JENOPTIK M2006021-118 CRANK GAGE AIR PREP ASM |  |  |  | MS6-SV-D | 8 | 43213 | FESTO | 5 | SV SAFETY SOFT START VALVE, 24VDC | 33 |  | 1 | 1 | A |  | EACH | $1852.00 | 60 | AS |  | 8/6/2021 | 8/6/2022 | M2006021-5700-ASM | 17
458 |  | OP118 CRANK GAGE | PNEU | JENOPTIK M2006021-118 CRANK GAGE AIR PREP ASM |  |  |  | MS6-MV | 6 | 43213 | FESTO | 5 | CONNECTING MODULE | 17 |  | 5 | 1 | A |  | EACH | $21.00 | 30 | AS |  | 8/6/2021 | 8/6/2022 | M2006021-5700-ASM | 17
459 |  | OP118 CRANK GAGE | PNEU | JENOPTIK M2006021-118 CRANK GAGE AIR PREP ASM |  |  |  | MS6-MP | 6 | 43213 | FESTO | 5 | MOUNTING BRACKET | 16 |  | 2 |  | C |  | EACH |  |  |  |  | 8/6/2021 | 8/6/2022 | M2006021-5700-ASM | 17
460 |  | OP118 CRANK GAGE | PNEU | JENOPTIK M2006021-118 CRANK GAGE AIR PREP ASM |  |  |  | 539217 | 6 | 43213 | FESTO | 5 | VALVE MANIFOLD, VSTA WITH CPX | 29 |  | 1 | 1 | B |  | EACH | $4729.00 | 60 | AS |  | 8/6/2021 | 8/6/2022 | M2006021-5700-ASM | 17
461 |  | OP118 CRANK GAGE | PNEU | JENOPTIK M2006021-118 CRANK GAGE AIR PREP ASM |  |  |  | 50E-F33GCQR-S | 13 | 43213 | FESTO | 5 | MANIFOLD, PROFINET NODE | 23 |  | 1 | 1 | B |  | EACH | $3584.00 | 60 | AS |  | 8/6/2021 | 8/6/2022 | M2006021-5700-ASM | 17
462 |  | OP118 CRANK GAGE | PNEU | JENOPTIK M2006021-118 CRANK GAGE AIR PREP ASM |  |  |  | 44P-R-V-CB3A-EEJJOJOLL | 22 | 43213 | FESTO | 5 | MANIFOLD, VALVE CONFIGURATION | 29 |  | 1 | 1 | B |  | EACH | $3584.00 | 60 | AS |  | 8/6/2021 | 8/6/2022 | M2006021-5700-ASM | 17
463 |  | OP118 CRANK GAGE | PNEU | JENOPTIK M2006021-118 CRANK GAGE AIR PREP ASM |  |  |  | FR-12-M5 | 8 | 43213 | FESTO | 5 | DISTRIBUTION MANIFOLD, (12) M5 PORTS | 36 |  | 1 | 1 | B |  | EACH | $63.00 | 30 | AS |  | 8/6/2021 | 8/6/2022 | M2006021-5700-ASM | 17
464 |  | OP118 CRANK GAGE | PNEU | JENOPTIK M2006021-118 CRANK GAGE AIR PREP ASM |  |  |  | FR-12-M5 | 8 | 43213 | FESTO | 5 | DISTRIBUTION MANIFOLD, (12) M5 PORTS | 36 |  | 6 | 1 | B |  | EACH | $63.00 | 30 | AS |  | 8/6/2021 | 8/6/2022 | M2006021-5700-ASM | 17
465 |  | OP118 CRANK GAGE | PNEU | JENOPTIK M2006021-118 CRANK GAGE AIR PREP ASM |  |  |  | KQ2S04-M5 | 9 | 26039 | SMC | 3 | FITTING, M5 TO 4mm TUBE | 23 |  | 18 |  | C |  | EACH |  |  |  |  | 8/6/2021 | 8/6/2022 | M2006021-5700-ASM | 17
466 |  | OP118 CRANK GAGE | PNEU | JENOPTIK M2006021-118 CRANK GAGE AIR PREP ASM |  |  |  | KQ2L04-M5 | 9 | 26039 | SMC | 3 | ELBOW FITTING, M5 TO 4mm TUBE | 29 |  | 18 |  | C |  | EACH |  |  |  |  | 8/6/2021 | 8/6/2022 | M2006021-5700-ASM | 17
467 |  | OP118 CRANK GAGE | PNEU | JENOPTIK M2006021-118 CRANK GAGE AIR PREP ASM |  |  |  | M-5P | 4 | 26039 | SMC | 3 | M5 PLUG | 7 |  | 18 |  | C |  | EACH |  |  |  |  | 8/6/2021 | 8/6/2022 | M2006021-5700-ASM | 17
468 |  | OP118 CRANK GAGE | PNEU | JENOPTIK M2006021-118 CRANK GAGE AIR PREP ASM |  |  |  | 530032 | 6 | 43213 | FESTO | 5 | PILOT OPERATED CHECK VALVE, HGL-3/8-B | 37 |  | 2 | 1 | A |  | EACH | $176.00 | 30 | AS |  | 8/6/2021 | 8/6/2022 | M2006021-5700-ASM | 17
469 |  | OP118 CRANK GAGE | PNEU | JENOPTIK M2006021-118 CRANK GAGE AIR PREP ASM |  |  |  | 530031 | 6 | 43213 | FESTO | 5 | PILOT OPERATED CHECK VALVE, HGL-1/4-B | 37 |  | 2 | 1 | A |  | EACH | $148.00 | 30 | AS |  | 8/6/2021 | 8/6/2022 | M2006021-5700-ASM | 17
470 |  | OP118 CRANK GAGE | PNEU | JENOPTIK M2006021-118 CRANK GAGE AIR PREP ASM |  |  |  | 151178 | 6 | 43213 | FESTO | 5 | FLOW CONTROL, G3/8, 90 DEGREES | 30 |  | 2 |  | C |  | EACH |  |  |  |  | 8/6/2021 | 8/6/2022 | M2006021-5700-ASM | 17
471 |  | OP118 CRANK GAGE | PNEU | JENOPTIK M2006021-118 CRANK GAGE AIR PREP ASM |  |  |  | 151172 | 6 | 43213 | FESTO | 5 | FLOW CONTROL, G1/4, 90 DEGREES | 30 |  | 4 |  | C |  | EACH |  |  |  |  | 8/6/2021 | 8/6/2022 | M2006021-5700-ASM | 17
472 |  | OP118 CRANK GAGE | PNEU | JENOPTIK M2006021-118 CRANK GAGE AIR PREP ASM |  |  |  | 151165 | 6 | 43213 | FESTO | 5 | FLOW CONTROL, G1/8, 90 DEGREES | 30 |  | 4 |  | C |  | EACH |  |  |  |  | 8/6/2021 | 8/6/2022 | M2006021-5700-ASM | 17
473 |  | OP118 CRANK GAGE | PNEU | JENOPTIK M2006021-118 CRANK GAGE AIR PREP ASM |  |  |  | 193970 | 6 | 43213 | FESTO | 5 | FLOW CONTROL, INLINE, 8mm TUBE | 30 |  | 1 |  | C |  | EACH |  |  |  |  | 8/6/2021 | 8/6/2022 | M2006021-5700-ASM | 17
474 |  | OP118 CRANK GAGE | PNEU | JENOPTIK M2006021-118 CRANK GAGE AIR PREP ASM |  |  |  | 186102 | 6 | 43213 | FESTO | 5 | ELBOW FITTING, G3/8 TO 10mm TUBE | 32 |  | 2 |  | C |  | EACH |  |  |  |  | 8/6/2021 | 8/6/2022 | M2006021-5700-ASM | 17
475 |  | OP118 CRANK GAGE | PNEU | JENOPTIK M2006021-118 CRANK GAGE AIR PREP ASM |  |  |  | 186134 | 6 | 43213 | FESTO | 5 | LONG ELBOW FITTING, G3/8 TO 10mm TUBE | 37 |  | 1 |  | C |  | EACH |  |  |  |  | 8/6/2021 | 8/6/2022 | M2006021-5700-ASM | 17
476 |  | OP118 CRANK GAGE | PNEU | JENOPTIK M2006021-118 CRANK GAGE AIR PREP ASM |  |  |  | 186120 | 6 | 43213 | FESTO | 5 | ELBOW FITTING, G1/4 TO 8mm TUBE | 31 |  | 6 |  | C |  | EACH |  |  |  |  | 8/6/2021 | 8/6/2022 | M2006021-5700-ASM | 17
477 |  | OP118 CRANK GAGE | PNEU | JENOPTIK M2006021-118 CRANK GAGE AIR PREP ASM |  |  |  | 186131 | 6 | 43213 | FESTO | 5 | LONG ELBOW FITTING, G1/4 TO 8mm TUBE | 36 |  | 2 |  | C |  | EACH |  |  |  |  | 8/6/2021 | 8/6/2022 | M2006021-5700-ASM | 17
478 |  | OP118 CRANK GAGE | PNEU | JENOPTIK M2006021-118 CRANK GAGE AIR PREP ASM |  |  |  | 186117 | 6 | 43213 | FESTO | 5 | ELBOW FITTING, G1/8 TO 6mm TUBE | 31 |  | 6 |  | C |  | EACH |  |  |  |  | 8/6/2021 | 8/6/2022 | M2006021-5700-ASM | 17
479 |  | OP118 CRANK GAGE | PNEU | JENOPTIK M2006021-118 CRANK GAGE AIR PREP ASM |  |  |  | 186128 | 6 | 43213 | FESTO | 5 | LONG ELBOW FITTING, G1/8 TO 6mm TUBE | 36 |  | 4 |  | C |  | EACH |  |  |  |  | 8/6/2021 | 8/6/2022 | M2006021-5700-ASM | 17
480 |  | OP118 CRANK GAGE | PNEU | JENOPTIK M2006021-118 CRANK GAGE AIR PREP ASM |  |  |  | 186172 | 6 | 43213 | FESTO | 5 | RUN TEE FITTING, G1/4 TO 8mm TUBE | 33 |  | 2 |  | C |  | EACH |  |  |  |  | 8/6/2021 | 8/6/2022 | M2006021-5700-ASM | 17
481 |  | OP118 CRANK GAGE | PNEU | JENOPTIK M2006021-118 CRANK GAGE AIR PREP ASM |  |  |  | 186175 | 6 | 43213 | FESTO | 5 | RUN TEE FITTING, G3/8 TO 10mm TUBE | 34 |  | 2 |  | C |  | EACH |  |  |  |  | 8/6/2021 | 8/6/2022 | M2006021-5700-ASM | 17
482 |  | OP118 CRANK GAGE | PNEU | JENOPTIK M2006021-118 CRANK GAGE AIR PREP ASM |  |  |  | 186104 | 6 | 43213 | FESTO | 5 | FITTING, G1/2 TO 12mm TUBE | 26 |  | 2 |  | C |  | EACH |  |  |  |  | 8/6/2021 | 8/6/2022 | M2006021-5700-ASM | 17
483 |  | OP118 CRANK GAGE | PNEU | JENOPTIK M2006021-118 CRANK GAGE AIR PREP ASM |  |  |  | 186113 | 6 | 43213 | FESTO | 5 | FITTING, G3/8 TO 10mm TUBE | 26 |  | 2 |  | C |  | EACH |  |  |  |  | 8/6/2021 | 8/6/2022 | M2006021-5700-ASM | 17
484 |  | OP118 CRANK GAGE | PNEU | JENOPTIK M2006021-118 CRANK GAGE AIR PREP ASM |  |  |  | 186110 | 6 | 43213 | FESTO | 5 | FITTING, G1/4 TO 8mm TUBE | 25 |  | 4 |  | C |  | EACH |  |  |  |  | 8/6/2021 | 8/6/2022 | M2006021-5700-ASM | 17
485 |  | OP118 CRANK GAGE | PNEU | JENOPTIK M2006021-118 CRANK GAGE AIR PREP ASM |  |  |  | 186107 | 6 | 43213 | FESTO | 5 | FITTING, G1/8 TO 6mm TUBE | 25 |  | 4 |  | C |  | EACH |  |  |  |  | 8/6/2021 | 8/6/2022 | M2006021-5700-ASM | 17
486 |  | OP118 CRANK GAGE | PNEU | JENOPTIK M2006021-118 CRANK GAGE AIR PREP ASM |  |  |  | 186112 | 6 | 43213 | FESTO | 5 | FITTING, G1/4 TO 10mm TUBE | 26 |  | 2 |  | C |  | EACH |  |  |  |  | 8/6/2021 | 8/6/2022 | M2006021-5700-ASM | 17
487 |  | OP118 CRANK GAGE | PNEU | JENOPTIK M2006021-118 CRANK GAGE AIR PREP ASM |  |  |  | VSVA-B-P53E-ZD-D1-1T1L | 22 | 43213 | FESTO | 5 | Solenoid Valve | 14 |  | 1 | 1 | A |  | EACH | $500.00 | 60 | AS |  | 8/6/2021 | 8/6/2022 | M2006021-5700-ASM | 17
488 |  | OP118 CRANK GAGE | PNEU | JENOPTIK M2006021-118 CRANK GAGE AIR PREP ASM |  |  |  | VSVA-B-P53E-ZD-A1-1T1L | 22 | 43213 | FESTO | 5 | Solenoid Valve | 14 |  | 1 | 1 | A |  | EACH | $400.00 | 60 | AS |  | 8/6/2021 | 8/6/2022 | M2006021-5700-ASM | 17
489 |  | OP118 CRANK GAGE | PNEU | JENOPTIK M2006021-118 CRANK GAGE AIR PREP ASM |  |  |  | VSVA-B-B52-ZD-A1-1T1L | 21 | 43213 | FESTO | 5 | Solenoid Valve | 14 |  | 1 | 1 | A |  | EACH | $360.00 | 60 | AS |  | 8/6/2021 | 8/6/2022 | M2006021-5700-ASM | 17
490 |  | OP118 CRANK GAGE | PNEU | JENOPTIK M2006021-118 CRANK GAGE AIR PREP ASM |  |  |  | VSVA-B-B52-ZD-A2-1T1L | 21 | 43213 | FESTO | 5 | Solenoid Valve | 14 |  | 2 | 1 | A |  | EACH | $325.00 | 60 | AS |  | 8/6/2021 | 8/6/2022 | M2006021-5700-ASM | 17
491 |  | OP118 CRANK GAGE | PNEU | JENOPTIK M2006021-118 CRANK GAGE AIR PREP ASM |  |  |  | VSVA-B-M52-MZD-A2-1T1L | 22 | 43213 | FESTO | 5 | Solenoid Valve | 14 |  | 2 | 1 | A |  | EACH | $250.00 | 60 | AS |  | 8/6/2021 | 8/6/2022 | M2006021-5700-ASM | 17
492 |  | OP118 CRANK GAGE | MCP | JENOPTIK M2006021-118 CRANK GAGE MCP |  |  |  | 1494U-J30-C3 | 12 | 50341 | ALLEN BRADLEY | 13 | FUSED DISCONNECT | 16 |  | 1 | 1 | A |  | EACH | $1731.00 | 60 | AS |  | 8/6/2021 | 8/6/2022 | KEPT4-CRK-0118-0000-1 | 21
493 |  | OP118 CRANK GAGE | MCP | JENOPTIK M2006021-118 CRANK GAGE MCP |  |  |  | LPJ-0SP | 7 | 18803 | BUSSMAN | 7 | FUSE, 30 AMP | 12 |  | 1 | 1 | A |  | EACH | $150.00 | 30 | AS |  | 8/6/2021 | 8/6/2022 | KEPT4-CRK-0118-0000-1 | 21
494 |  | OP118 CRANK GAGE | MCP | JENOPTIK M2006021-118 CRANK GAGE MCP |  |  |  | ALFSWD | 6 | 49067 | HOFFMAN | 7 | DOOR SWITCH | 11 |  | 2 | 1 | B |  | EACH | $94.00 | 30 | AS |  | 8/6/2021 | 8/6/2022 | KEPT4-CRK-0118-0000-1 | 21
495 |  | OP118 CRANK GAGE | MCP | JENOPTIK M2006021-118 CRANK GAGE MCP |  |  |  | 26024655-0010 | 13 | NA - TMS | HH BARNUM | 9 | 480 VOLT LABEL | 14 |  | 1 |  | C |  | EACH |  |  |  |  | 8/6/2021 | 8/6/2022 | KEPT4-CRK-0118-0000-1 | 21
496 |  | OP118 CRANK GAGE | MCP | JENOPTIK M2006021-118 CRANK GAGE MCP |  |  |  | 87121020 | 8 | NA - TMS | MURRELEKTRONIK | 14 | STRAIN RELIEF HOUSING | 21 |  | 2 |  | C |  | EACH |  |  |  |  | 8/6/2021 | 8/6/2022 | KEPT4-CRK-0118-0000-1 | 21
497 |  | OP118 CRANK GAGE | MCP | JENOPTIK M2006021-118 CRANK GAGE MCP |  |  |  | WLS28-2XW990XMQ | 15 | 56154 | BANNER | 6 | WORK LIGHT, 990mm, 24VDC, 4-PIN M12 QD | 38 |  | 1 | 1 | B |  | EACH | $827.00 | 60 | AS |  | 8/6/2021 | 8/6/2022 | KEPT4-CRK-0118-0000-1 | 21
498 |  | OP118 CRANK GAGE | MCP | JENOPTIK M2006021-118 CRANK GAGE MCP |  |  |  | 4000-68523-0000001 | 18 | NA - TMS | MURRELEKTRONIK | 14 | CONVIENENCE PANEL FRAME | 23 |  | 1 |  | C |  | EACH |  |  |  |  | 8/6/2021 | 8/6/2022 | KEPT4-CRK-0118-0000-1 | 21
499 |  | OP118 CRANK GAGE | MCP | JENOPTIK M2006021-118 CRANK GAGE MCP |  |  |  | 4000-68000-100000 | 17 | NA - TMS | MURRELEKTRONIK | 14 | CONVIENENCE PANEL INSERT | 24 |  | 1 |  | C |  | EACH |  |  |  |  | 8/6/2021 | 8/6/2022 | KEPT4-CRK-0118-0000-1 | 21
500 |  | OP118 CRANK GAGE | MCP | JENOPTIK M2006021-118 CRANK GAGE MCP |  |  |  | 140M-F8E-C10-KRY | 16 | 50341 | ALLEN BRADLEY | 13 | LOCKABLE DISCONNECT | 19 |  | 1 | 1 | A |  | EACH | $539.00 | 60 | AS |  | 8/6/2021 | 8/6/2022 | KEPT4-CRK-0118-0000-1 | 21
501 |  | OP118 CRANK GAGE | MCP | JENOPTIK M2006021-118 CRANK GAGE MCP |  |  |  | 9070T2000D1 | 11 | 63059 | SCHNEIDER ELECTRIC | 18 | TRANSFORMER, 480V / 120V, 2KVA | 30 |  | 1 | 1 | A |  | EACH | $2561.00 | 60 | AS |  | 8/6/2021 | 8/6/2022 | KEPT4-CRK-0118-0000-1 | 21
502 |  | OP118 CRANK GAGE | MCP | JENOPTIK M2006021-118 CRANK GAGE MCP |  |  |  | 6EP1334-3BA10 | 13 | 36224 | SIEMENS | 7 | POWER SUPPLY, 120V / 24VDC, 10A | 31 |  | 1 | 1 | A |  | EACH | $811.00 | 60 | AS |  | 8/6/2021 | 8/6/2022 | KEPT4-CRK-0118-0000-1 | 21
503 |  | OP118 CRANK GAGE | MCP | JENOPTIK M2006021-118 CRANK GAGE MCP |  |  |  | 6EP3436-8SB00-0AY0 | 18 | 36224 | SIEMENS | 7 | POWER SUPPLY, 480V / 24VDC, 20A | 31 |  | 1 | 1 | A |  | EACH | $936.00 | 60 | AS |  | 8/6/2021 | 8/6/2022 | KEPT4-CRK-0118-0000-1 | 21
504 |  | OP118 CRANK GAGE | MCP | JENOPTIK M2006021-118 CRANK GAGE MCP |  |  |  | 6EP3133-0TA00-0AY0 | 18 | 36224 | SIEMENS | 7 | DC CONVERTER, 24VDC / 24VDC, 5A | 31 |  | 1 | 1 | A |  | EACH | $440.00 | 60 | AS |  | 8/6/2021 | 8/6/2022 | KEPT4-CRK-0118-0000-1 | 21
505 |  | OP118 CRANK GAGE | MCP | JENOPTIK M2006021-118 CRANK GAGE MCP |  |  |  | 3RV2011-1HA10 | 13 | 36224 | SIEMENS | 7 | MOTOR CIRCUIT BREAKER, 5.5-8A | 29 |  | 2 | 1 | A |  | EACH | $288.00 | 60 | AS |  | 8/6/2021 | 8/6/2022 | KEPT4-CRK-0118-0000-1 | 21
506 |  | OP118 CRANK GAGE | MCP | JENOPTIK M2006021-118 CRANK GAGE MCP |  |  |  | 6SL3210-1PE16-1UL1 | 19 | 36224 | SIEMENS | 7 | SINAMICS POWER MODULE, PM240-2 | 30 |  | 2 | 1 | A |  | EACH | $1322.00 | 60 | AS |  | 8/6/2021 | 8/6/2022 | KEPT4-CRK-0118-0000-1 | 21
507 |  | OP118 CRANK GAGE | MCP | JENOPTIK M2006021-118 CRANK GAGE MCP |  |  |  | 6SL3040-1LA01-0AA0 | 19 | 36224 | SIEMENS | 7 | SINAMICS CONTROLLER UNIT, CU310-2PN | 35 |  | 2 | 1 | A |  | EACH | $4160.00 | 60 | AS |  | 8/6/2021 | 8/6/2022 | KEPT4-CRK-0118-0000-1 | 21
508 |  | OP118 CRANK GAGE | MCP | JENOPTIK M2006021-118 CRANK GAGE MCP |  |  |  | 6SL3054-0EJ00-1BA0 | 18 | 36224 | SIEMENS | 7 | SINAMICS S120 FLASH CARD | 24 |  | 2 | 1 | A |  | EACH | $326.00 | 60 | AS |  | 8/6/2021 | 8/6/2022 | KEPT4-CRK-0118-0000-1 | 21
509 |  | OP118 CRANK GAGE | MCP | JENOPTIK M2006021-118 CRANK GAGE MCP |  |  |  | 6SL3252-0BB01-0AA0 | 19 | 36224 | SIEMENS | 7 | SINAMICS S120 BRAKE RELAY | 25 |  | 2 | 1 | A |  | EACH | $390.00 | 60 | AS |  | 8/6/2021 | 8/6/2022 | KEPT4-CRK-0118-0000-1 | 21
510 |  | OP118 CRANK GAGE | MCP | JENOPTIK M2006021-118 CRANK GAGE MCP |  |  |  | 6ES7516-3FN02-0AB0 | 18 | 36224 | SIEMENS | 7 | S7-1516F-3 PN/DP PLC CPU | 24 |  | 1 | 1 | A |  | EACH | $14,710.00 | 75 | AS |  | 8/6/2021 | 8/6/2022 | KEPT4-CRK-0118-0000-1 | 21
511 |  | OP118 CRANK GAGE | MCP | JENOPTIK M2006021-118 CRANK GAGE MCP |  |  |  | 6ES7954-8LL03-0AA0 | 18 | 36224 | SIEMENS | 7 | MEMORY CARD, 256MB | 18 |  | 1 | 1 | A |  | EACH | $943.00 | 60 | AS |  | 8/6/2021 | 8/6/2022 | KEPT4-CRK-0118-0000-1 | 21
512 |  | OP118 CRANK GAGE | MCP | JENOPTIK M2006021-118 CRANK GAGE MCP |  |  |  | 6ES7521-1BH00-0AB0 | 18 | 36224 | SIEMENS | 7 | DIGITAL INPUT MODULE, DI15 X DC24V | 34 |  | 3 | 1 | A |  | EACH | $713.00 | 60 | AS |  | 8/6/2021 | 8/6/2022 | KEPT4-CRK-0118-0000-1 | 21
513 |  | OP118 CRANK GAGE | MCP | JENOPTIK M2006021-118 CRANK GAGE MCP |  |  |  | 6ES7522-1BH01-0AB0 | 18 | 36224 | SIEMENS | 7 | DIGITAL OUTPUT MODULE, DQ15 X DC24V/0.5A | 40 |  | 2 | 1 | A |  | EACH | $758.00 | 60 | AS |  | 8/6/2021 | 8/6/2022 | KEPT4-CRK-0118-0000-1 | 21
514 |  | OP118 CRANK GAGE | MCP | JENOPTIK M2006021-118 CRANK GAGE MCP |  |  |  | 6ES7526-1BH00-0AB0 | 18 | 36224 | SIEMENS | 7 | FAILSAFE INPUT MODULE F-DI 16x24VDC | 36 |  | 1 | 1 | A |  | EACH | $2645.00 | 60 | AS |  | 8/6/2021 | 8/6/2022 | KEPT4-CRK-0118-0000-1 | 21
515 |  | OP118 CRANK GAGE | MCP | JENOPTIK M2006021-118 CRANK GAGE MCP |  |  |  | 6ES7526-2BF00-0AB0 | 18 | 36224 | SIEMENS | 7 | FAILSAFE OUTPUT MODULE F-DQ 8x24VDC | 36 |  | 1 | 1 | A |  | EACH | $3008.00 | 60 | AS |  | 8/6/2021 | 8/6/2022 | KEPT4-CRK-0118-0000-1 | 21
516 |  | OP118 CRANK GAGE | MCP | JENOPTIK M2006021-118 CRANK GAGE MCP |  |  |  | 6ES7592-1AM00-0XB0 | 18 | 36224 | SIEMENS | 7 | FRONT CONNECTOR FOR I/O MODULES | 31 |  | 7 | 1 | A |  | EACH | $131.00 | 30 | AS |  | 8/6/2021 | 8/6/2022 | KEPT4-CRK-0118-0000-1 | 21
517 |  | OP118 CRANK GAGE | MCP | JENOPTIK M2006021-118 CRANK GAGE MCP |  |  |  | 6GK5216-0BA00-2AC2 | 18 | 36224 | SIEMENS | 7 | SCALANCE MANAGED SWITCH, 16-PORTS | 33 |  | 1 | 1 | A |  | EACH | $2620.00 | 60 | AS |  | 8/6/2021 | 8/6/2022 | KEPT4-CRK-0118-0000-1 | 21
518 |  | OP118 CRANK GAGE | MCP | JENOPTIK M2006021-118 CRANK GAGE MCP |  |  |  | 6GK5208-0BA00-2AC2 | 18 | 36224 | SIEMENS | 7 | SCALANCE MANAGED SWITCH, 8-PORTS | 32 |  | 1 | 1 | A |  | EACH | $1560.00 | 60 | AS |  | 8/6/2021 | 8/6/2022 | KEPT4-CRK-0118-0000-1 | 21
519 |  | OP118 CRANK GAGE | MCP | JENOPTIK M2006021-118 CRANK GAGE MCP |  |  |  | 3RH2140-1BB40 | 14 | 36224 | SIEMENS | 7 | CONTROL RELAY, 24VDC, 4 NO | 26 |  | 2 | 1 | A |  | EACH | $176.00 | 30 | AS |  | 8/6/2021 | 8/6/2022 | KEPT4-CRK-0118-0000-1 | 21
520 |  | OP118 CRANK GAGE | MCP | JENOPTIK M2006021-118 CRANK GAGE MCP |  |  |  | 3RH2911-1HA22 | 13 | 36224 | SIEMENS | 7 | AUXILARY CONTACT BLOCK, 2 NO, 2 NC | 34 |  | 2 | 1 | A |  | EACH | $60.00 | 30 | AS |  | 8/6/2021 | 8/6/2022 | KEPT4-CRK-0118-0000-1 | 21
521 |  | OP118 CRANK GAGE | MCP | JENOPTIK M2006021-118 CRANK GAGE MCP |  |  |  | 3RT2916-1JJ00 | 13 | 36224 | SIEMENS | 7 | SURGE SUPPRESSOR FOR RELAY | 26 |  | 2 | 1 | A |  | EACH | $37.00 | 30 | AS |  | 8/6/2021 | 8/6/2022 | KEPT4-CRK-0118-0000-1 | 21
522 |  | OP118 CRANK GAGE | MCP | JENOPTIK M2006021-118 CRANK GAGE MCP |  |  |  | 3RQ3018-1AB00 | 13 | 36224 | SIEMENS | 7 | COUPLER RELAY, 24VDC | 20 |  | 6 | 1 | A |  | EACH | $129.00 | 30 | AS |  | 8/6/2021 | 8/6/2022 | KEPT4-CRK-0118-0000-1 | 21
523 |  | OP118 CRANK GAGE | MCP | JENOPTIK M2006021-118 CRANK GAGE MCP |  |  |  | 67982 | 5 | NA - TMS | MURRELEKTRONIK | 14 | DUPLEX RECEPTACLE | 17 |  | 1 | 1 | B |  | EACH | $155.00 | 60 | AS |  | 8/6/2021 | 8/6/2022 | KEPT4-CRK-0118-0000-1 | 21
524 |  | OP118 CRANK GAGE | MCP | JENOPTIK M2006021-118 CRANK GAGE MCP |  |  |  | BCM603-1P | 9 | 18803 | BUSSMAN | 7 | CLASS CC FUSE BLOCK | 19 |  | 7 |  | C |  | EACH |  |  |  |  | 8/6/2021 | 8/6/2022 | KEPT4-CRK-0118-0000-1 | 21
525 |  | OP118 CRANK GAGE | MCP | JENOPTIK M2006021-118 CRANK GAGE MCP |  |  |  | CVRI-CCM | 8 | 18803 | BUSSMAN | 7 | FUSE BLOCK COVER | 16 |  | 7 |  | C |  | EACH |  |  |  |  | 8/6/2021 | 8/6/2022 | KEPT4-CRK-0118-0000-1 | 21
526 |  | OP118 CRANK GAGE | MCP | JENOPTIK M2006021-118 CRANK GAGE MCP |  |  |  | FNQ-R-3 | 7 | 18803 | BUSSMAN | 7 | FUSE, TIME-DELAY, 3A | 20 |  | 7 | 1 | A |  | EACH | $84.00 | 30 | AS |  | 8/6/2021 | 8/6/2022 | KEPT4-CRK-0118-0000-1 | 21
527 |  | OP118 CRANK GAGE | MCP | JENOPTIK M2006021-118 CRANK GAGE MCP |  |  |  | PDB-220-3 | 9 | 18803 | BUSSMAN | 7 | DISTRIBUTION BLOCK | 18 |  | 1 | 1 | A |  | EACH | $223.00 | 30 | AS |  | 8/6/2021 | 8/6/2022 | KEPT4-CRK-0118-0000-1 | 21
528 |  | OP118 CRANK GAGE | MCP | JENOPTIK M2006021-118 CRANK GAGE MCP |  |  |  | CPDB-3 | 6 | 18803 | BUSSMAN | 7 | PLASTIC COVER | 13 |  | 1 |  | C |  | EACH |  |  |  |  | 8/6/2021 | 8/6/2022 | KEPT4-CRK-0118-0000-1 | 21
529 |  | OP118 CRANK GAGE | MCP | JENOPTIK M2006021-118 CRANK GAGE MCP |  |  |  | CP-0 | 4 | 86970 | ILSCO | 5 | GROUND LUG | 10 |  | 1 |  | C |  | EACH |  |  |  |  | 8/6/2021 | 8/6/2022 | KEPT4-CRK-0118-0000-1 | 21
530 |  | OP118 CRANK GAGE | MCP | JENOPTIK M2006021-118 CRANK GAGE MCP |  |  |  | D167-12 | 7 | 86970 | ILSCO | 5 | GROUND BAR | 10 |  | 1 |  | C |  | EACH |  |  |  |  | 8/6/2021 | 8/6/2022 | KEPT4-CRK-0118-0000-1 | 21
531 |  | OP118 CRANK GAGE | MCP | JENOPTIK M2006021-118 CRANK GAGE MCP |  |  |  | 5SJ4115-7HG40 | 13 | 36224 | SIEMENS | 7 | CIRCUIT BREAKER, 1-POLE, 1.6A | 29 |  | 1 | 1 | A |  | EACH | $71.00 | 30 | AS |  | 8/6/2021 | 8/6/2022 | KEPT4-CRK-0118-0000-1 | 21
532 |  | OP118 CRANK GAGE | MCP | JENOPTIK M2006021-118 CRANK GAGE MCP |  |  |  | 5SJ4102-7HG40 | 13 | 36224 | SIEMENS | 7 | CIRCUIT BREAKER, 1-POLE, 2A | 27 |  | 3 | 1 | A |  | EACH | $77.00 | 30 | AS |  | 8/6/2021 | 8/6/2022 | KEPT4-CRK-0118-0000-1 | 21
533 |  | OP118 CRANK GAGE | MCP | JENOPTIK M2006021-118 CRANK GAGE MCP |  |  |  | 5SJ4103-7HG40 | 13 | 36224 | SIEMENS | 7 | CIRCUIT BREAKER, 1-POLE, 3A | 27 |  | 3 | 1 | A |  | EACH | $71.00 | 30 | AS |  | 8/6/2021 | 8/6/2022 | KEPT4-CRK-0118-0000-1 | 21
534 |  | OP118 CRANK GAGE | MCP | JENOPTIK M2006021-118 CRANK GAGE MCP |  |  |  | 5SJ4111-7HG40 | 13 | 36224 | SIEMENS | 7 | CIRCUIT BREAKER, 1-POLE, 5A | 27 |  | 5 | 1 | A |  | EACH | $77.00 | 30 | AS |  | 8/6/2021 | 8/6/2022 | KEPT4-CRK-0118-0000-1 | 21
535 |  | OP118 CRANK GAGE | MCP | JENOPTIK M2006021-118 CRANK GAGE MCP |  |  |  | 5SJ4120-7HG40 | 13 | 36224 | SIEMENS | 7 | CIRCUIT BREAKER, 1-POLE, 20A | 28 |  | 2 | 1 | A |  | EACH | $77.00 | 30 | AS |  | 8/6/2021 | 8/6/2022 | KEPT4-CRK-0118-0000-1 | 21
536 |  | OP118 CRANK GAGE | MCP | JENOPTIK M2006021-118 CRANK GAGE MCP |  |  |  | 5ST3010-0HG | 11 | 36224 | SIEMENS | 7 | AUXILIARY SWITCH, 1 NO, 1 NC | 28 |  | 11 | 1 | A |  | EACH | $51.00 | 30 | AS |  | 8/6/2021 | 8/6/2022 | KEPT4-CRK-0118-0000-1 | 21
537 |  | OP118 CRANK GAGE | MCP | JENOPTIK M2006021-118 CRANK GAGE MCP |  |  |  | 1492-J4-B | 9 | 50341 | ALLEN BRADLEY | 13 | TERMINAL, BLUE | 14 |  | 250 |  | C |  | EACH |  |  |  |  | 8/6/2021 | 8/6/2022 | KEPT4-CRK-0118-0000-1 | 21
538 |  | OP118 CRANK GAGE | MCP | JENOPTIK M2006021-118 CRANK GAGE MCP |  |  |  | 1492-J4 | 7 | 50341 | ALLEN BRADLEY | 13 | TERMINAL, GREY | 14 |  | 15 |  | C |  | EACH |  |  |  |  | 8/6/2021 | 8/6/2022 | KEPT4-CRK-0118-0000-1 | 21
539 |  | OP118 CRANK GAGE | MCP | JENOPTIK M2006021-118 CRANK GAGE MCP |  |  |  | 1492-J4-OR | 10 | 50341 | ALLEN BRADLEY | 13 | TERMINAL, ORANGE | 16 |  | 7 |  | C |  | EACH |  |  |  |  | 8/6/2021 | 8/6/2022 | KEPT4-CRK-0118-0000-1 | 21
540 |  | OP118 CRANK GAGE | MCP | JENOPTIK M2006021-118 CRANK GAGE MCP |  |  |  | 1492-EBJ3 | 9 | 50341 | ALLEN BRADLEY | 13 | TERMINAL END BARRIER | 20 |  | 4 |  | C |  | EACH |  |  |  |  | 8/6/2021 | 8/6/2022 | KEPT4-CRK-0118-0000-1 | 21
541 |  | OP118 CRANK GAGE | MCP | JENOPTIK M2006021-118 CRANK GAGE MCP |  |  |  | 1492-CJJ6-10 | 12 | 50341 | ALLEN BRADLEY | 13 | TERMINAL JUMPER, 10 POLE | 24 |  | 6 |  | C |  | EACH |  |  |  |  | 8/6/2021 | 8/6/2022 | KEPT4-CRK-0118-0000-1 | 21
542 |  | OP118 CRANK GAGE | MCP | JENOPTIK M2006021-118 CRANK GAGE MCP |  |  |  | 1492-CJJ6-4 | 11 | 50341 | ALLEN BRADLEY | 13 | TERMINAL JUMPER, 4 POLE | 23 |  | 8 |  | C |  | EACH |  |  |  |  | 8/6/2021 | 8/6/2022 | KEPT4-CRK-0118-0000-1 | 21
543 |  | OP118 CRANK GAGE | MCP | JENOPTIK M2006021-118 CRANK GAGE MCP |  |  |  | 1492-CJJ6-2 | 11 | 50341 | ALLEN BRADLEY | 13 | TERMINAL JUMPER, 2 POLE | 23 |  | 12 |  | C |  | EACH |  |  |  |  | 8/6/2021 | 8/6/2022 | KEPT4-CRK-0118-0000-1 | 21
544 |  | OP118 CRANK GAGE | MCP | JENOPTIK M2006021-118 CRANK GAGE MCP |  |  |  | 1492-EAJ35 | 10 | 50341 | ALLEN BRADLEY | 13 | END ANCHOR | 10 |  | 30 |  | C |  | EACH |  |  |  |  | 8/6/2021 | 8/6/2022 | KEPT4-CRK-0118-0000-1 | 21
545 |  | OP118 CRANK GAGE | MCP | JENOPTIK M2006021-118 CRANK GAGE MCP |  |  |  | 1492-DR1 | 8 | 50341 | ALLEN BRADLEY | 13 | DIN RAIL | 8 |  | 3 |  | C |  | EACH |  |  |  |  | 8/6/2021 | 8/6/2022 | KEPT4-CRK-0118-0000-1 | 21
546 |  | OP118 CRANK GAGE | MCP | JENOPTIK M2006021-118 CRANK GAGE MCP |  |  |  | 1492-N44 | 8 | 50341 | ALLEN BRADLEY | 13 | HIGH RISE DIN RAIL | 18 |  | 3 |  | C |  | EACH |  |  |  |  | 8/6/2021 | 8/6/2022 | KEPT4-CRK-0118-0000-1 | 21
547 |  | OP118 CRANK GAGE | MCP | JENOPTIK M2006021-118 CRANK GAGE MCP |  |  |  | TY2X4RPG6 | 9 | 92197 | THOMAS & BETTS | 14 | ROUND HOLE VINYL DUCT, 2" W x 4" H | 34 |  | 3 |  | C |  | EACH |  |  |  |  | 8/6/2021 | 8/6/2022 | KEPT4-CRK-0118-0000-1 | 21
548 |  | OP118 CRANK GAGE | MCP | JENOPTIK M2006021-118 CRANK GAGE MCP |  |  |  | TY2CPG6 | 7 | 92197 | THOMAS & BETTS | 14 | VINYL DUCT COVER, 2" | 20 |  | 3 |  | C |  | EACH |  |  |  |  | 8/6/2021 | 8/6/2022 | KEPT4-CRK-0118-0000-1 | 21
549 |  | OP118 CRANK GAGE | MCP | JENOPTIK M2006021-118 CRANK GAGE MCP |  |  |  | TY4X4RPG6 | 9 | 92197 | THOMAS & BETTS | 14 | ROUND HOLE VINYL DUCT, 4" W x 4" H | 34 |  | 1 |  | C |  | EACH |  |  |  |  | 8/6/2021 | 8/6/2022 | KEPT4-CRK-0118-0000-1 | 21
550 |  | OP118 CRANK GAGE | MCP | JENOPTIK M2006021-118 CRANK GAGE MCP |  |  |  | TY4CPG6 | 7 | 92197 | THOMAS & BETTS | 14 | VINYL DUCT COVER, 4" | 20 |  | 1 |  | C |  | EACH |  |  |  |  | 8/6/2021 | 8/6/2022 | KEPT4-CRK-0118-0000-1 | 21
551 |  | OP118 CRANK GAGE | MCP | JENOPTIK M2006021-118 CRANK GAGE MCP |  |  |  | CNEF-24T | 8 | NA - TMS | MENCOM | 6 | 24-PIN FEMALE INSERT, SCREW TERMINALS | 37 |  | 1 |  | C |  | EACH |  |  |  |  | 8/6/2021 | 8/6/2022 | KEPT4-CRK-0118-0000-1 | 21
552 |  | OP118 CRANK GAGE | MCP | JENOPTIK M2006021-118 CRANK GAGE MCP |  |  |  | CHI-24 | 6 | NA - TMS | MENCOM | 6 | BULHEAD HOUSING FOR 24-PIN INSERT | 33 |  | 1 |  | C |  | EACH |  |  |  |  | 8/6/2021 | 8/6/2022 | KEPT4-CRK-0118-0000-1 | 21
553 |  | OP118 CRANK GAGE | MCP | JENOPTIK M2006021-118 CRANK GAGE MCP |  |  |  | 7KM4211-1BA00-3AA0 | 18 | 36224 | SIEMENS | 7 | SENTRON PAC4200 POWER MONITOR | 29 |  | 1 | 1 | A |  | EACH | $3662.00 | 90 | AS |  | 8/6/2021 | 8/6/2022 | KEPT4-CRK-0118-0000-1 | 21
554 |  | OP118 CRANK GAGE | MCP | JENOPTIK M2006021-118 CRANK GAGE MCP |  |  |  | PDS-CTSC-021 | 12 | 36224 | SIEMENS | 7 | CURRENT SENSING TRANSFORMER | 27 |  | 3 | 1 | A |  | EACH | $496.00 | 60 | AS |  | 8/6/2021 | 8/6/2022 | KEPT4-CRK-0118-0000-1 | 21
555 |  | OP118 CRANK GAGE | MCP | JENOPTIK M2006021-118 CRANK GAGE MCP |  |  |  | 7KM9300-0AE02-0AA0 | 18 | 36224 | SIEMENS | 7 | ETHERNET EXPANSION MODULE FOR PAC4200 | 37 |  | 1 | 1 | A |  | EACH | $857.00 | 30 | AS |  | 8/6/2021 | 8/6/2022 | KEPT4-CRK-0118-0000-1 | 21
556 |  | OP118 CRANK GAGE | MCP | JENOPTIK M2006021-118 CRANK GAGE MCP |  |  |  | 7KM9900-0XA00-0AA0 | 18 | 36224 | SIEMENS | 7 | DIN RAIL MOUNTING FRAME FOR PAC4200 | 35 |  | 1 |  | C |  | EACH |  |  |  |  | 8/6/2021 | 8/6/2022 | KEPT4-CRK-0118-0000-1 | 21
557 |  | OP118 CRANK GAGE | MCP | JENOPTIK M2006021-118 CRANK GAGE MCP |  |  |  | IKU6SC | 6 | 36224 | SIEMENS | 7 | TERMINAL BLOCK,SHORTING TYPE, 6 POLE | 36 |  | 1 |  | C |  | EACH |  |  |  |  | 8/6/2021 | 8/6/2022 | KEPT4-CRK-0118-0000-1 | 21
558 |  | OP118 CRANK GAGE | MCP | JENOPTIK M2006021-118 CRANK GAGE MCP |  |  |  | RKF 50-3M/NPT | 13 | 21437 | TURCK | 5 | 7/8" RECEPTACLE, 5-PIN FEMALE | 29 |  | 3 | 1 | B |  | EACH | $46.00 | 30 | AS |  | 8/6/2021 | 8/6/2022 | KEPT4-CRK-0118-0000-1 | 21
559 |  | OP118 CRANK GAGE | MCP | JENOPTIK M2006021-118 CRANK GAGE MCP |  |  |  | RKF 5 TB | 8 | 79424 | LUMBERG | 7 | M12 RECEPTACLE, 5-PIN TO TERMINAL BLOCK | 39 |  | 1 | 1 | B |  | EACH | $64.00 | 30 | AS |  | 8/6/2021 | 8/6/2022 | KEPT4-CRK-0118-0000-1 | 21
560 |  | OP118 CRANK GAGE | MCP | JENOPTIK M2006021-118 CRANK GAGE MCP |  |  |  | RJ45S FKSDED-423-3M | 20 | 21437 | TURCK | 5 | RJ45 CORDSET, M12 TO RJ45 | 25 |  | 1 | 1 | B |  | EACH | $142.00 | 30 | AS |  | 8/6/2021 | 8/6/2022 | KEPT4-CRK-0118-0000-1 | 21
561 |  | OP118 CRANK GAGE | HMI | JENOPTIK M2006021-118 CRANK GAGE HMI |  |  |  | ATH30-700 | 9 | 35970 | ICG | 3 | 700mm HANDLE | 12 |  | 2 |  | C |  | EACH |  |  |  |  | 8/6/2021 | 8/6/2022 | KEPT4-CRK-0118-0000-1 | 21
562 |  | OP118 CRANK GAGE | HMI | JENOPTIK M2006021-118 CRANK GAGE HMI |  |  |  | 4000-68113-0930000 | 18 | NA - TMS | MURRELEKTRONIK | 14 | CONVENIENCE PANEL, 2 USB | 24 |  | 1 |  | C |  | EACH |  |  |  |  | 8/6/2021 | 8/6/2022 | KEPT4-CRK-0118-0000-1 | 21
563 |  | OP118 CRANK GAGE | HMI | JENOPTIK M2006021-118 CRANK GAGE HMI |  |  |  | CSMUAA-075M | 11 | 21489 | L-COM | 5 | USB CABLE, TYPE A TO TYPE A, 0.75M | 34 |  | 1 |  | C |  | EACH |  |  |  |  | 8/6/2021 | 8/6/2022 | KEPT4-CRK-0118-0000-1 | 21
564 |  | OP118 CRANK GAGE | HMI | JENOPTIK M2006021-118 CRANK GAGE HMI |  |  |  | 6AV2124-0MC01-0AX0 | 19 | 36224 | SIEMENS | 7 | TP1200 12" HMI, 24VDC | 21 |  | 1 | 1 | A |  | EACH | $2200.00 | 60 | AS |  | 8/6/2021 | 8/6/2022 | KEPT4-CRK-0118-0000-1 | 21
565 |  | OP118 CRANK GAGE | HMI | JENOPTIK M2006021-118 CRANK GAGE HMI |  |  |  | SHW19PTUMDD | 12 | NA - TMS | DYNICS | 6 | DYNICS 18.5" MONITOR, 24VDC | 27 |  | 1 | 1 | B |  | EACH | $1,700.00 | 100 | AS |  | 8/6/2021 | 8/6/2022 | KEPT4-CRK-0118-0000-1 | 21
566 |  | OP118 CRANK GAGE | HMI | JENOPTIK M2006021-118 CRANK GAGE HMI |  |  |  | 800FP-LF7 | 9 | 50341 | ALLEN BRADLEY | 13 | PUSH-BUTTON, ILLUMINATED, FLUSH, WHITE | 38 |  | 2 | 1 | B |  | EACH | $39.00 | 30 | AS |  | 8/6/2021 | 8/6/2022 | KEPT4-CRK-0118-0000-1 | 21
567 |  | OP118 CRANK GAGE | HMI | JENOPTIK M2006021-118 CRANK GAGE HMI |  |  |  | 800FP-SM22 | 10 | 50341 | ALLEN BRADLEY | 13 | SELECTOR SWITCH, 2-POSITION | 27 |  | 1 | 1 | B |  | EACH | $38.00 | 30 | AS |  | 8/6/2021 | 8/6/2022 | KEPT4-CRK-0118-0000-1 | 21
568 |  | OP118 CRANK GAGE | HMI | JENOPTIK M2006021-118 CRANK GAGE HMI |  |  |  | 800FP-LF3 | 9 | 50341 | ALLEN BRADLEY | 13 | PUSH-BUTTON, ILLUMINATED, FLUSH, GREEN | 38 |  | 2 | 1 | B |  | EACH | $39.00 | 30 | AS |  | 8/6/2021 | 8/6/2022 | KEPT4-CRK-0118-0000-1 | 21
569 |  | OP118 CRANK GAGE | HMI | JENOPTIK M2006021-118 CRANK GAGE HMI |  |  |  | 800F-PN3WX10 | 12 | 50341 | ALLEN BRADLEY | 13 | CONTACT BLOCK, WHITE LED, 1 NO | 30 |  | 2 | 1 | B |  | EACH | $119.00 | 30 | AS |  | 8/6/2021 | 8/6/2022 | KEPT4-CRK-0118-0000-1 | 21
570 |  | OP118 CRANK GAGE | HMI | JENOPTIK M2006021-118 CRANK GAGE HMI |  |  |  | 800F-PN3GX10 | 12 | 50341 | ALLEN BRADLEY | 13 | CONTACT BLOCK, GREEN LED, 1 NO | 30 |  | 2 | 1 | B |  | EACH | $119.00 | 30 | AS |  | 8/6/2021 | 8/6/2022 | KEPT4-CRK-0118-0000-1 | 21
571 |  | OP118 CRANK GAGE | HMI | JENOPTIK M2006021-118 CRANK GAGE HMI |  |  |  | 800F-PX21 | 9 | 50341 | ALLEN BRADLEY | 13 | CONTACT BLOCK, 2 NO, 1 NC | 25 |  | 1 | 1 | B |  | EACH | $95.00 | 30 | AS |  | 8/6/2021 | 8/6/2022 | KEPT4-CRK-0118-0000-1 | 21
572 |  | OP118 CRANK GAGE | HMI | JENOPTIK M2006021-118 CRANK GAGE HMI |  |  |  | 22102-122 | 9 | 17945 | REES | 4 | E-STOP PUSH-BUTTON, 22.5mm, LOCKABLE | 36 |  | 1 | 1 | B |  | EACH | $15.00 | 30 | AS |  | 8/6/2021 | 8/6/2022 | KEPT4-CRK-0118-0000-1 | 21
573 |  | OP118 CRANK GAGE | HMI | JENOPTIK M2006021-118 CRANK GAGE HMI |  |  |  | 800F-15YSE112 | 13 | 50341 | ALLEN BRADLEY | 13 | ROUND BACKING PLATE FOR E-STOP | 30 |  | 1 |  | C |  | EACH |  |  |  |  | 8/6/2021 | 8/6/2022 | KEPT4-CRK-0118-0000-1 | 21
574 |  | OP118 CRANK GAGE | HMI | JENOPTIK M2006021-118 CRANK GAGE HMI |  |  |  | FS-278 | 6 | 30336 | JENOPTIK INDUSTRIAL METROLOGY | 29 | PUSH-BUTTON TAGS | 16 |  | 5 |  | C |  | EACH |  |  |  |  | 8/6/2021 | 8/6/2022 | KEPT4-CRK-0118-0000-1 | 21
575 |  | OP118 CRANK GAGE | HMI | JENOPTIK M2006021-118 CRANK GAGE HMI |  |  |  | 1492-DR1 | 8 | 50341 | ALLEN BRADLEY | 13 | DIN RAIL | 8 |  | 1 |  | C |  | EACH |  |  |  |  | 8/6/2021 | 8/6/2022 | KEPT4-CRK-0118-0000-1 | 21
576 |  | OP118 CRANK GAGE | HMI | JENOPTIK M2006021-118 CRANK GAGE HMI |  |  |  | 1492-J4-B | 9 | 50341 | ALLEN BRADLEY | 13 | TERMINAL, BLUE | 14 |  | 27 |  | C |  | EACH |  |  |  |  | 8/6/2021 | 8/6/2022 | KEPT4-CRK-0118-0000-1 | 21
577 |  | OP118 CRANK GAGE | HMI | JENOPTIK M2006021-118 CRANK GAGE HMI |  |  |  | 1492-J4 | 7 | 50341 | ALLEN BRADLEY | 13 | TERMINAL, GREY | 14 |  | 3 |  | C |  | EACH |  |  |  |  | 8/6/2021 | 8/6/2022 | KEPT4-CRK-0118-0000-1 | 21
578 |  | OP118 CRANK GAGE | HMI | JENOPTIK M2006021-118 CRANK GAGE HMI |  |  |  | 1492-EBJ3 | 9 | 50341 | ALLEN BRADLEY | 13 | TERMINAL END BARRIER | 20 |  | 1 |  | C |  | EACH |  |  |  |  | 8/6/2021 | 8/6/2022 | KEPT4-CRK-0118-0000-1 | 21
579 |  | OP118 CRANK GAGE | HMI | JENOPTIK M2006021-118 CRANK GAGE HMI |  |  |  | 1492-CJJ6-4 | 11 | 50341 | ALLEN BRADLEY | 13 | TERMINAL JUMPER, 4-POLE | 23 |  | 2 |  | C |  | EACH |  |  |  |  | 8/6/2021 | 8/6/2022 | KEPT4-CRK-0118-0000-1 | 21
580 |  | OP118 CRANK GAGE | HMI | JENOPTIK M2006021-118 CRANK GAGE HMI |  |  |  | 1492-CJJ6-2 | 11 | 50341 | ALLEN BRADLEY | 13 | TERMINAL JUMPER, 2-POLE | 23 |  | 2 |  | C |  | EACH |  |  |  |  | 8/6/2021 | 8/6/2022 | KEPT4-CRK-0118-0000-1 | 21
581 |  | OP118 CRANK GAGE | HMI | JENOPTIK M2006021-118 CRANK GAGE HMI |  |  |  | 1492-EAJ35 | 10 | 50341 | ALLEN BRADLEY | 13 | END ANCHOR | 10 |  | 2 |  | C |  | EACH |  |  |  |  | 8/6/2021 | 8/6/2022 | KEPT4-CRK-0118-0000-1 | 21
582 |  | OP118 CRANK GAGE | HMI | JENOPTIK M2006021-118 CRANK GAGE HMI |  |  |  | BNI IOL-802-102-Z037 | 20 | 39333 | BALLUFF | 7 | STACKLIGHT, I/O LINK, 5-SEGMENT W/ BUZZER | 41 |  | 1 | 1 | B |  | EACH | $1423.00 | 60 | AS |  | 8/6/2021 | 8/6/2022 | KEPT4-CRK-0118-0000-1 | 21
583 |  | OP128 CRANK GAGE | BASY | JENOPTIK M2006021-128 CRANK GAGE BASE ASSEMBLY |  |  |  | M2006021-0100-001 | 17 | 30336 | JENOPTIK INDUSTRIAL METROLOGY | 29 | BASE | 4 |  | 1 |  | C |  | EACH |  |  |  |  | 8/6/2021 | 8/6/2022 | M2006021-0300 | 13
584 |  | OP128 CRANK GAGE | BASY | JENOPTIK M2006021-128 CRANK GAGE BASE ASSEMBLY |  |  |  | M2006021-0100-002 | 17 | 30336 | JENOPTIK INDUSTRIAL METROLOGY | 29 | OUTSIDE COVER | 13 |  | 1 |  | C |  | EACH |  |  |  |  | 8/6/2021 | 8/6/2022 | M2006021-0300 | 13
585 |  | OP128 CRANK GAGE | BASY | JENOPTIK M2006021-128 CRANK GAGE BASE ASSEMBLY |  |  |  | M2006021-0100-003 | 17 | 30336 | JENOPTIK INDUSTRIAL METROLOGY | 29 | FRONT LEFT COVER | 16 |  | 1 |  | C |  | EACH |  |  |  |  | 8/6/2021 | 8/6/2022 | M2006021-0300 | 13
586 |  | OP128 CRANK GAGE | BASY | JENOPTIK M2006021-128 CRANK GAGE BASE ASSEMBLY |  |  |  | M2006021-0100-004 | 17 | 30336 | JENOPTIK INDUSTRIAL METROLOGY | 29 | INSIDE COVER | 12 |  | 2 |  | C |  | EACH |  |  |  |  | 8/6/2021 | 8/6/2022 | M2006021-0300 | 13
587 |  | OP128 CRANK GAGE | BASY | JENOPTIK M2006021-128 CRANK GAGE BASE ASSEMBLY |  |  |  | M2006021-0100-005 | 17 | 30336 | JENOPTIK INDUSTRIAL METROLOGY | 29 | FRONT MIDDLE COVER | 18 |  | 1 |  | C |  | EACH |  |  |  |  | 8/6/2021 | 8/6/2022 | M2006021-0300 | 13
588 |  | OP128 CRANK GAGE | BASY | JENOPTIK M2006021-128 CRANK GAGE BASE ASSEMBLY |  |  |  | M2006021-0100-006 | 17 | 30336 | JENOPTIK INDUSTRIAL METROLOGY | 29 | FRONT RIGHT COVER | 17 |  | 1 |  | C |  | EACH |  |  |  |  | 8/6/2021 | 8/6/2022 | M2006021-0300 | 13
589 |  | OP128 CRANK GAGE | BASY | JENOPTIK M2006021-128 CRANK GAGE BASE ASSEMBLY |  |  |  | M2006021-0100-007 | 17 | 30336 | JENOPTIK INDUSTRIAL METROLOGY | 29 | PNUEMATICS PANEL | 16 |  | 1 |  | C |  | EACH |  |  |  |  | 8/6/2021 | 8/6/2022 | M2006021-0300 | 13
590 |  | OP128 CRANK GAGE | BASY | JENOPTIK M2006021-128 CRANK GAGE BASE ASSEMBLY |  |  |  | M2006021-0100-008 | 17 | 30336 | JENOPTIK INDUSTRIAL METROLOGY | 29 | BRACKET | 7 |  | 2 |  | C |  | EACH |  |  |  |  | 8/6/2021 | 8/6/2022 | M2006021-0300 | 13
591 |  | OP128 CRANK GAGE | BASY | JENOPTIK M2006021-128 CRANK GAGE BASE ASSEMBLY |  |  |  | M2006021-0100-009 | 17 | 30336 | JENOPTIK INDUSTRIAL METROLOGY | 29 | MANIFOLD BLOCK | 14 |  | 1 |  | C |  | EACH |  |  |  |  | 8/6/2021 | 8/6/2022 | M2006021-0300 | 13
592 |  | OP128 CRANK GAGE | BASY | JENOPTIK M2006021-128 CRANK GAGE BASE ASSEMBLY |  |  |  | M2006021-0100-010 | 17 | 30336 | JENOPTIK INDUSTRIAL METROLOGY | 29 | DRIP TRAY | 9 |  | 1 |  | C |  | EACH |  |  |  |  | 8/6/2021 | 8/6/2022 | M2006021-0300 | 13
593 |  | OP128 CRANK GAGE | BASY | JENOPTIK M2006021-128 CRANK GAGE BASE ASSEMBLY |  |  |  | M2006021-0100-011 | 17 | 30336 | JENOPTIK INDUSTRIAL METROLOGY | 29 | BRACKET | 7 |  | 1 |  | C |  | EACH |  |  |  |  | 8/6/2021 | 8/6/2022 | M2006021-0300 | 13
594 |  | OP128 CRANK GAGE | BASY | JENOPTIK M2006021-128 CRANK GAGE BASE ASSEMBLY |  |  |  | M2006021-0100-012 | 17 | 30336 | JENOPTIK INDUSTRIAL METROLOGY | 29 | FOOT PLATE | 10 |  | 4 |  | C |  | EACH |  |  |  |  | 8/6/2021 | 8/6/2022 | M2006021-0300 | 13
595 |  | OP128 CRANK GAGE | BASY | JENOPTIK M2006021-128 CRANK GAGE BASE ASSEMBLY |  |  |  | M2006021-0100-013 | 17 | 30336 | JENOPTIK INDUSTRIAL METROLOGY | 29 | MANIFOLD BLOCK | 14 |  | 1 | 1 | B |  | EACH | $180.00 | 60 | AS |  | 8/6/2021 | 8/6/2022 | M2006021-0300 | 13
596 |  | OP128 CRANK GAGE | BASY | JENOPTIK M2006021-128 CRANK GAGE BASE ASSEMBLY |  |  |  | M2006021-0300-002 | 17 | 17828 | AGS | 3 | FENCE ASSEMBLY | 14 |  | 1 |  | C |  | EACH |  |  |  |  | 8/6/2021 | 8/6/2022 | M2006021-0300 | 13
597 |  | OP128 CRANK GAGE | BASY | JENOPTIK M2006021-128 CRANK GAGE BASE ASSEMBLY |  |  |  | BNSHA 120-32 | 12 | NA - TMS | BILZ | 4 | ISOLATION PAD | 13 |  | 4 |  | C |  | EACH |  |  |  |  | 8/6/2021 | 8/6/2022 | M2006021-0300 | 13
598 |  | OP128 CRANK GAGE | BASY | JENOPTIK M2006021-128 CRANK GAGE BASE ASSEMBLY |  |  |  | 210763B | 7 | 20985 | C&C MANUFACTURING | 17 | GUARDING | 8 |  | 1 |  | C |  | EACH |  |  |  |  | 8/6/2021 | 8/6/2022 | M2006021-0300 | 13
599 |  | OP128 CRANK GAGE | BASY | JENOPTIK M2006021-128 CRANK GAGE BASE ASSEMBLY |  |  |  | MGB-L1HEB-PNA-L-159093 | 22 | 84861 | EUCHNER | 7 | LOCKING SET | 11 |  | 1 | 1 | A |  | EACH | $5500.00 | 60 | AS |  | 8/6/2021 | 8/6/2022 | M2006021-0300 | 13
600 |  | OP128 CRANK GAGE | BASY | JENOPTIK M2006021-128 CRANK GAGE BASE ASSEMBLY |  |  |  | MGB-L1HEB-PNA-R-159091 | 22 | 84861 | EUCHNER | 7 | LOCKING SET | 11 |  | 1 | 1 | A |  | EACH | $5500.00 | 60 | AS |  | 8/6/2021 | 8/6/2022 | M2006021-0300 | 13
601 |  | OP128 CRANK GAGE | BASY | JENOPTIK M2006021-128 CRANK GAGE BASE ASSEMBLY |  |  |  | GRLA-1/8-B | 10 | 43213 | FESTO | 5 | FLOW CONTROL VALVE | 18 |  | 1 | 1 | A |  | EACH | $70.00 | 30 | AS |  | 8/6/2021 | 8/6/2022 | M2006021-0300 | 13
602 |  | OP128 CRANK GAGE | BASY | JENOPTIK M2006021-128 CRANK GAGE BASE ASSEMBLY |  |  |  | QS-G1/8-6-I | 11 | 43213 | FESTO | 5 | AIR FITTING | 11 |  | 1 | 1 | B |  | EACH | $10.00 | 30 | AS |  | 8/6/2021 | 8/6/2022 | M2006021-0300 | 13
603 |  | OP128 CRANK GAGE | BASY | JENOPTIK M2006021-128 CRANK GAGE BASE ASSEMBLY |  |  |  | 2078809 | 7 | 47539 | HILTI | 5 | STUD ANCHOR | 11 |  | 4 |  | C |  | EACH |  |  |  |  | 8/6/2021 | 8/6/2022 | M2006021-0300 | 13
604 |  | OP128 CRANK GAGE | BASY | JENOPTIK M2006021-128 CRANK GAGE BASE ASSEMBLY |  |  |  | OGE200 | 6 | 53049 | IFM EFECTOR | 11 | PHOTOELECTRIC RECIEVER | 22 |  | 1 | 1 | A |  | EACH | $151.00 | 30 | AS |  | 8/6/2021 | 8/6/2022 | M2006021-0300 | 13
605 |  | OP128 CRANK GAGE | BASY | JENOPTIK M2006021-128 CRANK GAGE BASE ASSEMBLY |  |  |  | OGS200 | 6 | 53049 | IFM EFECTOR | 11 | PHOTOELECTRIC TRANSMITTER | 25 |  | 1 | 1 | A |  | EACH | $124.00 | 30 | AS |  | 8/6/2021 | 8/6/2022 | M2006021-0300 | 13
606 |  | OP128 CRANK GAGE | BASY | JENOPTIK M2006021-128 CRANK GAGE BASE ASSEMBLY |  |  |  | 2815K186 | 8 | 30025 | McMASTER CARR | 13 | COMPRESSION FITTING | 19 |  | 6 | 1 | B |  | EACH | $12.00 | 30 | AS |  | 8/6/2021 | 8/6/2022 | M2006021-0300 | 13
607 |  | OP128 CRANK GAGE | BASY | JENOPTIK M2006021-128 CRANK GAGE BASE ASSEMBLY |  |  |  | 50915K802 | 9 | 30025 | McMASTER CARR | 13 | TUBE SUPPORT | 12 |  | 3 | 1 | B |  | EACH | $6.00 | 30 | AS |  | 8/6/2021 | 8/6/2022 | M2006021-0300 | 13
608 |  | OP128 CRANK GAGE | BASY | JENOPTIK M2006021-128 CRANK GAGE BASE ASSEMBLY |  |  |  | 53505K41 | 8 | 30025 | McMASTER CARR | 13 | 1/8 INCH 90 DEGREE BARBED FITTING | 33 |  | 1 |  | C |  | EACH |  |  |  |  | 8/6/2021 | 8/6/2022 | M2006021-0300 | 13
609 |  | OP128 CRANK GAGE | BASY | JENOPTIK M2006021-128 CRANK GAGE BASE ASSEMBLY |  |  |  | KW3-V7 | 6 | 84949 | SKF | 3 | GRAVITY FEED RESEVOIR WITH INJECTION OILER PER EXOTIC AUTOMATION QUOTE #E0004840708 DATED 2/20/2021 | 99 |  | 1 | 1 | A |  | EACH | $2702.00 | 60 | AS |  | 8/6/2021 | 8/6/2022 | M2006021-0300 | 13
610 |  | OP128 CRANK GAGE | BASY | JENOPTIK M2006021-128 CRANK GAGE BASE ASSEMBLY |  |  |  | M2006021-0100-014 | 17 | 30336 | JENOPTIK INDUSTRIAL METROLOGY | 29 | BRACKET | 7 |  | 4 |  | C |  | EACH |  |  |  |  | 8/6/2021 | 8/6/2022 | M2006021-0300 | 13
611 |  | OP128 CRANK GAGE | BASY | JENOPTIK M2006021-128 CRANK GAGE BASE ASSEMBLY |  |  |  | M2006021-0100-032 | 17 | 30336 | JENOPTIK INDUSTRIAL METROLOGY | 29 | SPACER | 6 |  | 1 |  | C |  | EACH |  |  |  |  | 8/6/2021 | 8/6/2022 | M2006021-0300 | 13
612 |  | OP128 CRANK GAGE | BASY | JENOPTIK M2006021-128 CRANK GAGE BASE ASSEMBLY |  |  |  | 6212.110 L747 | 13 | 55077 | RITTAL | 6 | SUPPORT SECTION | 15 |  | 1 |  | C |  | EACH |  |  |  |  | 8/6/2021 | 8/6/2022 | M2006021-0300 | 13
613 |  | OP128 CRANK GAGE | BASY | JENOPTIK M2006021-128 CRANK GAGE BASE ASSEMBLY |  |  |  | 6212.150 L84 | 12 | 55077 | RITTAL | 6 | SUPPORT SECTION | 15 |  | 1 |  | C |  | EACH |  |  |  |  | 8/6/2021 | 8/6/2022 | M2006021-0300 | 13
614 |  | OP128 CRANK GAGE | BASY | JENOPTIK M2006021-128 CRANK GAGE BASE ASSEMBLY |  |  |  | 6212.300 | 8 | 55077 | RITTAL | 6 | COUPLING | 8 |  | 1 |  | C |  | EACH |  |  |  |  | 8/6/2021 | 8/6/2022 | M2006021-0300 | 13
615 |  | OP128 CRANK GAGE | BASY | JENOPTIK M2006021-128 CRANK GAGE BASE ASSEMBLY |  |  |  | 6212.500 | 8 | 55077 | RITTAL | 6 | ADAPTER SUPPORT ARM CONNECTION | 30 |  | 1 |  | C |  | EACH |  |  |  |  | 8/6/2021 | 8/6/2022 | M2006021-0300 | 13
616 |  | OP128 CRANK GAGE | BASY | JENOPTIK M2006021-128 CRANK GAGE BASE ASSEMBLY |  |  |  | 6212.600 | 8 | 55077 | RITTAL | 6 | JOINT | 5 |  | 1 |  | C |  | EACH |  |  |  |  | 8/6/2021 | 8/6/2022 | M2006021-0300 | 13
617 |  | OP128 CRANK GAGE | BASY | JENOPTIK M2006021-128 CRANK GAGE BASE ASSEMBLY |  |  |  | 6212.740 W0 | 11 | 55077 | RITTAL | 6 | WALL MOUNTED HINGE | 18 |  | 1 |  | C |  | EACH |  |  |  |  | 8/6/2021 | 8/6/2022 | M2006021-0300 | 13
618 |  | OP128 CRANK GAGE | BASY | JENOPTIK M2006021-128 CRANK GAGE BASE ASSEMBLY |  |  |  | MGB-E-A2-106051 | 15 | 84861 | EUCHNER | 7 | ESCAPE RELEASE MODULE | 21 |  | 1 |  | C |  | EACH |  |  |  |  | 8/6/2021 | 8/6/2022 | M2006021-0300 | 13
619 |  | OP128 CRANK GAGE | RACK | JENOPTIK M2006021-128 CRANK GAGE REJECT RACK |  |  |  | M2006021-0200-001 | 17 | 30336 | JENOPTIK INDUSTRIAL METROLOGY | 29 | STAND | 5 |  | 1 |  | C |  | EACH |  |  |  |  | 8/6/2021 | 8/6/2022 | M2006021-0200 | 13
620 |  | OP128 CRANK GAGE | RACK | JENOPTIK M2006021-128 CRANK GAGE REJECT RACK |  |  |  | M2006021-0200-002 | 17 | 30336 | JENOPTIK INDUSTRIAL METROLOGY | 29 | GUIDE RAIL BRACKET | 18 |  | 2 |  | C |  | EACH |  |  |  |  | 8/6/2021 | 8/6/2022 | M2006021-0200 | 13
621 |  | OP128 CRANK GAGE | RACK | JENOPTIK M2006021-128 CRANK GAGE REJECT RACK |  |  |  | M2006021-0200-003 | 17 | 30336 | JENOPTIK INDUSTRIAL METROLOGY | 29 | RAIL | 4 |  | 2 | 1 | A |  | EACH | $1400.00 | 60 | AS |  | 8/6/2021 | 8/6/2022 | M2006021-0200 | 13
622 |  | OP128 CRANK GAGE | RACK | JENOPTIK M2006021-128 CRANK GAGE REJECT RACK |  |  |  | M2006021-0200-004 | 17 | 30336 | JENOPTIK INDUSTRIAL METROLOGY | 29 | KEVLAR PAD | 10 |  | 8 | 1 | B |  | EACH | $450.00 | 60 | AS |  | 8/6/2021 | 8/6/2022 | M2006021-0200 | 13
623 |  | OP128 CRANK GAGE | RACK | JENOPTIK M2006021-128 CRANK GAGE REJECT RACK |  |  |  | M2006021-0200-005 | 17 | 30336 | JENOPTIK INDUSTRIAL METROLOGY | 29 | SIDE WALL | 9 |  | 2 |  | C |  | EACH |  |  |  |  | 8/6/2021 | 8/6/2022 | M2006021-0200 | 13
624 |  | OP128 CRANK GAGE | RACK | JENOPTIK M2006021-128 CRANK GAGE REJECT RACK |  |  |  | M2006021-0200-006 | 17 | 30336 | JENOPTIK INDUSTRIAL METROLOGY | 29 | COVER | 5 |  | 4 |  | C |  | EACH |  |  |  |  | 8/6/2021 | 8/6/2022 | M2006021-0200 | 13
625 |  | OP128 CRANK GAGE | RACK | JENOPTIK M2006021-128 CRANK GAGE REJECT RACK |  |  |  | M2006021-0200-007 | 17 | 30336 | JENOPTIK INDUSTRIAL METROLOGY | 29 | GRAVITY DOG | 11 |  | 8 |  | C |  | EACH |  |  |  |  | 8/6/2021 | 8/6/2022 | M2006021-0200 | 13
626 |  | OP128 CRANK GAGE | RACK | JENOPTIK M2006021-128 CRANK GAGE REJECT RACK |  |  |  | M2006021-0200-008 | 17 | 30336 | JENOPTIK INDUSTRIAL METROLOGY | 29 | FRONT END PLATE | 15 |  | 1 |  | C |  | EACH |  |  |  |  | 8/6/2021 | 8/6/2022 | M2006021-0200 | 13
627 |  | OP128 CRANK GAGE | RACK | JENOPTIK M2006021-128 CRANK GAGE REJECT RACK |  |  |  | M2006021-0200-009 | 17 | 30336 | JENOPTIK INDUSTRIAL METROLOGY | 29 | END PLATE BRACKET | 17 |  | 4 |  | C |  | EACH |  |  |  |  | 8/6/2021 | 8/6/2022 | M2006021-0200 | 13
628 |  | OP128 CRANK GAGE | RACK | JENOPTIK M2006021-128 CRANK GAGE REJECT RACK |  |  |  | M2006021-0200-010 | 17 | 30336 | JENOPTIK INDUSTRIAL METROLOGY | 29 | FIXED SHAFT STAND | 17 |  | 2 |  | C |  | EACH |  |  |  |  | 8/6/2021 | 8/6/2022 | M2006021-0200 | 13
629 |  | OP128 CRANK GAGE | RACK | JENOPTIK M2006021-128 CRANK GAGE REJECT RACK |  |  |  | M2006021-0200-011 | 17 | 30336 | JENOPTIK INDUSTRIAL METROLOGY | 29 | ADJUSTABLE SHAFT STAND | 22 |  | 2 |  | C |  | EACH |  |  |  |  | 8/6/2021 | 8/6/2022 | M2006021-0200 | 13
630 |  | OP128 CRANK GAGE | RACK | JENOPTIK M2006021-128 CRANK GAGE REJECT RACK |  |  |  | M2006021-0200-012 | 17 | 30336 | JENOPTIK INDUSTRIAL METROLOGY | 29 | END STOP BLOCK | 14 |  | 2 |  | C |  | EACH |  |  |  |  | 8/6/2021 | 8/6/2022 | M2006021-0200 | 13
631 |  | OP128 CRANK GAGE | RACK | JENOPTIK M2006021-128 CRANK GAGE REJECT RACK |  |  |  | M2006021-0200-013 | 17 | 30336 | JENOPTIK INDUSTRIAL METROLOGY | 29 | END STOP CAP | 12 |  | 2 | 1 | B |  | EACH | $500.00 | 60 | AS |  | 8/6/2021 | 8/6/2022 | M2006021-0200 | 13
632 |  | OP128 CRANK GAGE | RACK | JENOPTIK M2006021-128 CRANK GAGE REJECT RACK |  |  |  | M2006021-0200-014 | 17 | 30336 | JENOPTIK INDUSTRIAL METROLOGY | 29 | REAR END PLATE | 14 |  | 1 |  | C |  | EACH |  |  |  |  | 8/6/2021 | 8/6/2022 | M2006021-0200 | 13
633 |  | OP128 CRANK GAGE | RACK | JENOPTIK M2006021-128 CRANK GAGE REJECT RACK |  |  |  | M2006021-0200-015 | 17 | 30336 | JENOPTIK INDUSTRIAL METROLOGY | 29 | PART PAD | 8 |  | 8 |  | C |  | EACH |  |  |  |  | 8/6/2021 | 8/6/2022 | M2006021-0200 | 13
634 |  | OP128 CRANK GAGE | RACK | JENOPTIK M2006021-128 CRANK GAGE REJECT RACK |  |  |  | M2006021-0200-016 | 17 | 30336 | JENOPTIK INDUSTRIAL METROLOGY | 29 | SPACER BLOCK | 12 |  | 8 |  | C |  | EACH |  |  |  |  | 8/6/2021 | 8/6/2022 | M2006021-0200 | 13
635 |  | OP128 CRANK GAGE | RACK | JENOPTIK M2006021-128 CRANK GAGE REJECT RACK |  |  |  | MDZW14 | 6 | 64621 | MISUMI | 6 | THRUST WASHER | 13 |  | 16 |  | C |  | EACH |  |  |  |  | 8/6/2021 | 8/6/2022 | M2006021-0200 | 13
636 |  | OP128 CRANK GAGE | RACK | JENOPTIK M2006021-128 CRANK GAGE REJECT RACK |  |  |  | MSB8-45 | 7 | 64621 | MISUMI | 6 | SHOULDER BOLT | 13 |  | 4 |  | C |  | EACH |  |  |  |  | 8/6/2021 | 8/6/2022 | M2006021-0200 | 13
637 |  | OP128 CRANK GAGE | RACK | JENOPTIK M2006021-128 CRANK GAGE REJECT RACK |  |  |  | OP-87404 | 8 | 44148 | KEYENCE | 7 | SWIVEL BRACKET | 14 |  | 2 |  | C |  | EACH |  |  |  |  | 8/6/2021 | 8/6/2022 | M2006021-0200 | 13
638 |  | OP128 CRANK GAGE | RACK | JENOPTIK M2006021-128 CRANK GAGE REJECT RACK |  |  |  | PZ-M53P | 7 | 44148 | KEYENCE | 7 | PHOTOELECTRIC SENSOR | 20 |  | 2 | 1 | A |  | EACH | $228.00 | 30 | AS |  | 8/6/2021 | 8/6/2022 | M2006021-0200 | 13
639 |  | OP128 CRANK GAGE | RACK | JENOPTIK M2006021-128 CRANK GAGE REJECT RACK |  |  |  | SCWM30 | 6 | 64621 | MISUMI | 6 | SHAFT COLLAR | 12 |  | 6 |  | C |  | EACH |  |  |  |  | 8/6/2021 | 8/6/2022 | M2006021-0200 | 13
640 |  | OP128 CRANK GAGE | RACK | JENOPTIK M2006021-128 CRANK GAGE REJECT RACK |  |  |  | SFJ30-482 | 9 | 64621 | MISUMI | 6 | PRECISION LINEAR SHAFT | 22 |  | 3 |  | C |  | EACH |  |  |  |  | 8/6/2021 | 8/6/2022 | M2006021-0200 | 13
641 |  | OP128 CRANK GAGE | RACK | JENOPTIK M2006021-128 CRANK GAGE REJECT RACK |  |  |  | SHFZ16-12 | 9 | 64621 | MISUMI | 6 | BUSHING | 7 |  | 8 | 1 | B |  | EACH | $24.00 | 30 | AS |  | 8/6/2021 | 8/6/2022 | M2006021-0200 | 13
642 |  | OP128 CRANK GAGE | RACK | JENOPTIK M2006021-128 CRANK GAGE REJECT RACK |  |  |  | STWS16 | 6 | 64621 | MISUMI | 6 | RETAINING RING | 14 |  | 8 |  | C |  | EACH |  |  |  |  | 8/6/2021 | 8/6/2022 | M2006021-0200 | 13
643 |  | OP128 CRANK GAGE | RACK | JENOPTIK M2006021-128 CRANK GAGE REJECT RACK |  |  |  | CLM-20-SLF-BO | 13 | 64460 | CARR LANE | 9 | LEVELING FOOT | 13 |  | 4 |  | C |  | EACH |  |  |  |  | 8/6/2021 | 8/6/2022 | M2006021-0200 | 13
644 |  | OP128 CRANK GAGE | RACK | JENOPTIK M2006021-128 CRANK GAGE REJECT RACK |  |  |  | 2078809 | 7 | 47539 | HILTI | 5 | STUD ANCHOR | 11 |  | 4 |  | C |  | EACH |  |  |  |  | 8/6/2021 | 8/6/2022 | M2006021-0200 | 13
645 |  | OP128 CRANK GAGE | RACK | JENOPTIK M2006021-128 CRANK GAGE REJECT RACK |  |  |  | FSFJFB-D16-L31-N6-H12 | 21 | 64621 | MISUMI | 6 | PRECISION LINEAR SHAFT | 22 |  | 8 | 1 | B |  | EACH | $15.00 | 30 | AS |  | 8/6/2021 | 8/6/2022 | M2006021-0200 | 13
646 |  | OP128 CRANK GAGE | RACK | JENOPTIK M2006021-128 CRANK GAGE REJECT RACK |  |  |  | BES M12ME-PSC40B-S04G-003 | 25 | 39333 | BALLUFF | 7 | PROX SWITCH | 11 |  | 1 | 1 | A |  | EACH | $102.00 | 30 | AS |  | 8/6/2021 | 8/6/2022 | M2006021-0200 | 13
647 |  | OP128 CRANK GAGE | RACK | JENOPTIK M2006021-128 CRANK GAGE REJECT RACK |  |  |  | FABB10-120 | 10 | 64621 | MISUMI | 6 | THREADED ROD | 12 |  | 2 |  | C |  | EACH |  |  |  |  | 8/6/2021 | 8/6/2022 | M2006021-0200 | 13
648 |  | OP128 CRANK GAGE | RACK | JENOPTIK M2006021-128 CRANK GAGE REJECT RACK |  |  |  | BMS CU-M-D12-B040-00 | 20 | 39333 | BALLUFF | 7 | BASE | 4 |  | 2 |  | C |  | EACH |  |  |  |  | 8/6/2021 | 8/6/2022 | M2006021-0200 | 13
649 |  | OP128 CRANK GAGE | RACK | JENOPTIK M2006021-128 CRANK GAGE REJECT RACK |  |  |  | BAM002Z (BMS CC-M-D12-B-00) | 27 | 39333 | BALLUFF | 7 | CLAMP | 5 |  | 2 | 1 | A |  | EACH | $57.00 | 30 | AS |  | 8/6/2021 | 8/6/2022 | M2006021-0200 | 13
650 |  | OP128 CRANK GAGE | RACK | JENOPTIK M2006021-128 CRANK GAGE REJECT RACK |  |  |  | BAM021T (BMS RS-M-D12-0200-00) | 30 | 39333 | BALLUFF | 7 | ROD | 3 |  | 4 |  | C |  | EACH |  |  |  |  | 8/6/2021 | 8/6/2022 | M2006021-0200 | 13
651 |  | OP128 CRANK GAGE | RACK | JENOPTIK M2006021-128 CRANK GAGE REJECT RACK |  |  |  | 10059 | 5 | 19807 | CENTURY SPRING | 14 | SPRING | 6 |  | 4 | 1 | A |  | EACH | $10.00 | 20 | AS |  | 8/6/2021 | 8/6/2022 | M2006021-0200 | 13
652 |  | OP128 CRANK GAGE | RACK | JENOPTIK M2006021-128 CRANK GAGE REJECT RACK |  |  |  | 71565 | 5 | 19807 | CENTURY SPRING | 14 | SPRING | 6 |  | 4 | 1 | A |  | EACH | $20.00 | 20 | AS |  | 8/6/2021 | 8/6/2022 | M2006021-0200 | 13
653 |  | OP128 CRANK GAGE | RACK | JENOPTIK M2006021-128 CRANK GAGE REJECT RACK |  |  |  | WSSB-D25-V6.5-T3 | 16 | 64621 | MISUMI | 6 | WASHER | 6 |  | 8 |  | C |  | EACH |  |  |  |  | 8/6/2021 | 8/6/2022 | M2006021-0200 | 13
654 |  | OP128 CRANK GAGE | RACK | JENOPTIK M2006021-128 CRANK GAGE REJECT RACK |  |  |  | OGE281 | 6 | 53049 | IFM EFECTOR | 11 | PHOTOELECTRIC RECEIVER SENSOR | 29 |  | 1 | 1 | A |  | EACH | $154.00 | 30 | AS |  | 8/6/2021 | 8/6/2022 | M2006021-0200 | 13
655 |  | OP128 CRANK GAGE | RACK | JENOPTIK M2006021-128 CRANK GAGE REJECT RACK |  |  |  | OGS280 | 6 | 53049 | IFM EFECTOR | 11 | PHOTOELECTRIC TRANSMITTER SENSOR | 32 |  | 1 | 1 | A |  | EACH | $142.00 | 30 | AS |  | 8/6/2021 | 8/6/2022 | M2006021-0200 | 13
656 |  | OP128 CRANK GAGE | RACK | JENOPTIK M2006021-128 CRANK GAGE REJECT RACK |  |  |  | BAM0031 | 7 | 39333 | BALLUFF | 7 | FLEXIBLE MOUNT | 14 |  | 2 |  | C |  | EACH |  |  |  |  | 8/6/2021 | 8/6/2022 | M2006021-0200 | 13
657 |  | OP128 CRANK GAGE | RACK | JENOPTIK M2006021-128 CRANK GAGE REJECT RACK |  |  |  | BAM0032 | 7 | 39333 | BALLUFF | 7 | 18mm FLEXIBLE MOUNT | 19 |  | 2 |  | C |  | EACH |  |  |  |  | 8/6/2021 | 8/6/2022 | M2006021-0200 | 13
658 |  | OP128 CRANK GAGE | RACK | JENOPTIK M2006021-128 CRANK GAGE REJECT RACK |  |  |  | IFS289 | 6 | 53049 | IFM EFECTOR | 11 | INDUCTIVE PROXIMITY SENSOR | 26 |  | 1 | 1 | A |  | EACH | $69.00 | 30 | AS |  | 8/6/2021 | 8/6/2022 | M2006021-0200 | 13
659 |  | OP128 CRANK GAGE | SW | JENOPTIK M2006021-128 CRANK GAGE IFM EFFECTOR SWITCHES |  |  |  | 06H302 | 6 | 53049 | IFM EFECTOR | 11 | PHOTOELECTRIC SENSOR | 20 |  | 3 | 1 | A |  | EACH | $185.00 | 60 | AS |  | 8/6/2021 | 8/6/2022 | M2006021-1000 | 13
660 |  | OP128 CRANK GAGE | SW | JENOPTIK M2006021-128 CRANK GAGE IFM EFFECTOR SWITCHES |  |  |  | IFS289 | 6 | 53049 | IFM EFECTOR | 11 | INDUCTIVE PROXIMITY SENSOR | 26 |  | 9 | 2 | A |  | EACH | $69.00 | 30 | AS |  | 8/6/2021 | 8/6/2022 | M2006021-1000 | 13
661 |  | OP128 CRANK GAGE | SW | JENOPTIK M2006021-128 CRANK GAGE IFM EFFECTOR SWITCHES |  |  |  | IZ5044 | 6 | 53049 | IFM EFECTOR | 11 | INDUCTIVE SENSOR | 16 |  | 14 | 2 | A |  | EACH | $206.00 | 60 | AS |  | 8/6/2021 | 8/6/2022 | M2006021-1000 | 13
662 |  | OP128 CRANK GAGE | ELEC | JENOPTIK M2006021-128 CRANK GAGE FIELD DEVICES - ELEC |  |  |  | 0985 342 104/15M | 16 | 79424 | LUMBERG | 7 | PROFINET CABLE, M12 TO RJ45, 15M | 32 |  | 2 | 1 | B |  | EACH | $213.00 | 30 | AS |  | 8/6/2021 | 8/6/2022 | M2006021-8000-ASM | 17
663 |  | OP128 CRANK GAGE | ELEC | JENOPTIK M2006021-128 CRANK GAGE FIELD DEVICES - ELEC |  |  |  | RS51667-30M | 11 | 21437 | TURCK | 5 | CABLE, 3 CONDUCTOR, 10 AWG, TPE, BLACK, 30M | 43 |  | 1 | 1 | B |  | EACH | $357.00 | 30 | AS |  | 8/6/2021 | 8/6/2022 | M2006021-8000-ASM | 17
664 |  | OP128 CRANK GAGE | ELEC | JENOPTIK M2006021-128 CRANK GAGE FIELD DEVICES - ELEC |  |  |  | GSDM 30-0 | 9 | 21437 | TURCK | 5 | POWERFAST CONNECTOR, 3-PIN MALE, 30 AMP | 39 |  | 1 | 1 | B |  | EACH | $64.00 | 30 | AS |  | 8/6/2021 | 8/6/2022 | M2006021-8000-ASM | 17
665 |  | OP128 CRANK GAGE | ELEC | JENOPTIK M2006021-128 CRANK GAGE FIELD DEVICES - ELEC |  |  |  | GKDM 30-0 | 9 | 21437 | TURCK | 5 | POWERFAST CONNECTOR, 3-PIN FEMALE, 30 AMP | 41 |  | 1 | 1 | B |  | EACH | $64.00 | 30 | AS |  | 8/6/2021 | 8/6/2022 | M2006021-8000-ASM | 17
666 |  | OP128 CRANK GAGE | ELEC | JENOPTIK M2006021-128 CRANK GAGE FIELD DEVICES - ELEC |  |  |  | RST 3-RKMV 3-224/0.3M | 21 | 79424 | LUMBERG | 7 | M12 MALE TO M8 FEMALE ADPTER CABLE, 0.3M | 40 |  | 43 | 1 | B |  | EACH | $24.00 | 30 | AS |  | 8/6/2021 | 8/6/2022 | M2006021-8000-ASM | 17
667 |  | OP128 CRANK GAGE | ELEC | JENOPTIK M2006021-128 CRANK GAGE FIELD DEVICES - ELEC |  |  |  | RST 4-RKMV 4-377/1M | 19 | 79424 | LUMBERG | 7 | M12 MALE TO M8 FEMALE ADPTER CABLE, 1M | 38 |  | 3 | 1 | B |  | EACH | $55.00 | 30 | AS |  | 8/6/2021 | 8/6/2022 | M2006021-8000-ASM | 17
668 |  | OP128 CRANK GAGE | ELEC | JENOPTIK M2006021-128 CRANK GAGE FIELD DEVICES - ELEC |  |  |  | RSB2A080BD | 10 | 63059 | SCHNEIDER ELECTRIC | 18 | PLUG IN RELAY, 24VDC, 2 NO/NC CONTACTS | 38 |  | 12 | 1 | B |  | EACH | $11.00 | 30 | AS |  | 8/6/2021 | 8/6/2022 | M2006021-8000-ASM | 17
669 |  | OP128 CRANK GAGE | ELEC | JENOPTIK M2006021-128 CRANK GAGE FIELD DEVICES - ELEC |  |  |  | RSZE1S48M | 9 | 63059 | SCHNEIDER ELECTRIC | 18 | BASE FOR RSZ RELAY | 18 |  | 12 | 1 | B |  | EACH | $15.00 | 30 | AS |  | 8/6/2021 | 8/6/2022 | M2006021-8000-ASM | 17
670 |  | OP128 CRANK GAGE | ELEC | JENOPTIK M2006021-128 CRANK GAGE FIELD DEVICES - ELEC |  |  |  | RSZR215 | 7 | 82669 | SCHNEIDER ELECTRIC | 18 | RETENTION CLIP FOR RSZ RELAY | 28 |  | 12 |  | C |  | EACH |  |  |  |  | 8/6/2021 | 8/6/2022 | M2006021-8000-ASM | 17
671 |  | OP128 CRANK GAGE | ELEC | JENOPTIK M2006021-128 CRANK GAGE FIELD DEVICES - ELEC |  |  |  | 5SJ4111-7HG40 | 13 | 36224 | SIEMENS | 7 | CIRCUIT BREAKER, 1-POLE, 5 AMPS | 31 |  | 3 | 1 | A |  | EACH | $77.00 | 30 | AS |  | 8/6/2021 | 8/6/2022 | M2006021-8000-ASM | 17
672 |  | OP128 CRANK GAGE | ELEC | JENOPTIK M2006021-128 CRANK GAGE FIELD DEVICES - ELEC |  |  |  | 6ES7146-6FF00-0AB0 | 18 | 36224 | SIEMENS | 7 | ET200ECO SAFETY I/O MODULE, 8 F-DI + 3 F-DQ | 43 |  | 1 | 1 | A |  | EACH | $1816.00 | 60 | AS |  | 8/6/2021 | 8/6/2022 | M2006021-5010-ASM | 17
673 |  | OP128 CRANK GAGE | ELEC | JENOPTIK M2006021-128 CRANK GAGE FIELD DEVICES - ELEC |  |  |  | 6ES7148-6JA00-0AB0 | 18 | 36224 | SIEMENS | 7 | ET200ECO I/O LINK MODULE, 4 IO-L + 8DI + 4DO | 44 |  | 1 | 1 | A |  | EACH | $1370.00 | 60 | AS |  | 8/6/2021 | 8/6/2022 | M2006021-5010-ASM | 17
674 |  | OP128 CRANK GAGE | ELEC | JENOPTIK M2006021-128 CRANK GAGE FIELD DEVICES - ELEC |  |  |  | 6ES7141-6BH00-0AB0 | 19 | 36224 | SIEMENS | 7 | ET200ECO I/O MODULE, 16 DIGITAL INPUTS | 38 |  | 4 | 1 | A |  | EACH | $1415.00 | 60 | AS |  | 8/6/2021 | 8/6/2022 | M2006021-5010-ASM | 17
675 |  | OP128 CRANK GAGE | ELEC | JENOPTIK M2006021-128 CRANK GAGE FIELD DEVICES - ELEC |  |  |  | ASB 4 5-4-328/15M | 17 | 79424 | LUMBERG | 7 | DISTRIBUTION BLOCK, 4-PORT | 26 |  | 1 | 1 | B |  | EACH | $179.00 | 60 | AS |  | 8/6/2021 | 8/6/2022 | M2006021-5010-ASM | 17
676 |  | OP128 CRANK GAGE | ELEC | JENOPTIK M2006021-128 CRANK GAGE FIELD DEVICES - ELEC |  |  |  | BK350 | 5 | 50306 | APC | 3 | BACKUP UPS, 350KVA | 18 |  | 1 | 1 | B |  | EACH | $158.00 | 60 | AS |  | 8/6/2021 | 8/6/2022 | M2006021-5010-ASM | 17
677 |  | OP128 CRANK GAGE | ELEC | JENOPTIK M2006021-128 CRANK GAGE FIELD DEVICES - ELEC |  |  |  | CNEM-24T | 8 | NA - TMS | MENCOM | 6 | 24-PIN MALE CONNECTOR, SCREW TERMINALS | 38 |  | 1 | 1 | B |  | EACH | $32.00 | 30 | AS |  | 8/6/2021 | 8/6/2022 | M2006021-5010-ASM | 17
678 |  | OP128 CRANK GAGE | ELEC | JENOPTIK M2006021-128 CRANK GAGE FIELD DEVICES - ELEC |  |  |  | CHO-24 | 6 | NA - TMS | MENCOM | 6 | HOOD FOR 24-PIN CONNECTOR | 25 |  | 1 |  | C |  | EACH |  |  |  |  | 8/6/2021 | 8/6/2022 | M2006021-5010-ASM | 17
679 |  | OP128 CRANK GAGE | ELEC | JENOPTIK M2006021-128 CRANK GAGE FIELD DEVICES - ELEC |  |  |  | PCG-21 | 6 | NA - TMS | MENCOM | 6 | GLAND FOR 24-PIN CONNECTOR | 26 |  | 1 |  | C |  | EACH |  |  |  |  | 8/6/2021 | 8/6/2022 | M2006021-5010-ASM | 17
680 |  | OP128 CRANK GAGE | ELEC | JENOPTIK M2006021-128 CRANK GAGE FIELD DEVICES - ELEC |  |  |  | 6FX5002-5DG01-1BA0 | 18 | 36224 | SIEMENS | 7 | SERVO POWER CABLE, 10 METER | 27 |  | 2 | 1 | A |  | EACH | $294.00 | 60 | AS |  | 8/6/2021 | 8/6/2022 | M2006021-5010-ASM | 17
681 |  | OP128 CRANK GAGE | ELEC | JENOPTIK M2006021-128 CRANK GAGE FIELD DEVICES - ELEC |  |  |  | 6FX5002-2DC10-1BA0 | 18 | 36224 | SIEMENS | 7 | SERVO SIGNAL CABLE, 10 METER | 28 |  | 2 | 1 | A |  | EACH | $239.00 | 60 | AS |  | 8/6/2021 | 8/6/2022 | M2006021-5010-ASM | 17
682 |  | OP128 CRANK GAGE | ELEC | JENOPTIK M2006021-128 CRANK GAGE FIELD DEVICES - ELEC |  |  |  | 0906 UTP 312 | 12 | 79424 | LUMBERG | 7 | 7/8 MINI STYLE TEE, 5-PIN | 25 |  | 3 |  | C |  | EACH |  |  |  |  | 8/6/2021 | 8/6/2022 | M2006021-5010-ASM | 17
683 |  | OP128 CRANK GAGE | ELEC | JENOPTIK M2006021-128 CRANK GAGE FIELD DEVICES - ELEC |  |  |  | RF50549-30M | 11 | 21437 | TURCK | 5 | 5 CONDUCTOR, 18 AWG CABLE, 30M | 30 |  | 1 | 1 | B |  | EACH | $149.00 | 30 | AS |  | 8/6/2021 | 8/6/2022 | M2006021-5010-ASM | 17
684 |  | OP128 CRANK GAGE | ELEC | JENOPTIK M2006021-128 CRANK GAGE FIELD DEVICES - ELEC |  |  |  | RKC 4/9 | 7 | 79424 | LUMBERG | 7 | M12 FIELD ATTACHABLE CONNECTOR, 4-PIN, FEMALE | 45 |  | 10 | 1 | B |  | EACH | $15.00 | 30 | AS |  | 8/6/2021 | 8/6/2022 | M2006021-5010-ASM | 17
685 |  | OP128 CRANK GAGE | ELEC | JENOPTIK M2006021-128 CRANK GAGE FIELD DEVICES - ELEC |  |  |  | RSC 4/9 | 7 | 79424 | LUMBERG | 7 | M12 FIELD ATTACHABLE CONNECTOR, 4-PIN, MALE | 43 |  | 10 | 1 | B |  | EACH | $14.00 | 30 | AS |  | 8/6/2021 | 8/6/2022 | M2006021-5010-ASM | 17
686 |  | OP128 CRANK GAGE | ELEC | JENOPTIK M2006021-128 CRANK GAGE FIELD DEVICES - ELEC |  |  |  | RKC 50/9 | 8 | 79424 | LUMBERG | 7 | 7/8 FIELD ATTACHABLE CONNECTOR, 5-PIN, FEMALE | 45 |  | 5 | 1 | B |  | EACH | $45.00 | 30 | AS |  | 8/6/2021 | 8/6/2022 | M2006021-5010-ASM | 17
687 |  | OP128 CRANK GAGE | ELEC | JENOPTIK M2006021-128 CRANK GAGE FIELD DEVICES - ELEC |  |  |  | RSC 50/9 | 8 | 79424 | LUMBERG | 7 | 7/8 FIELD ATTACHABLE CONNECTOR, 5-PIN, MALE | 43 |  | 5 | 1 | B |  | EACH | $44.00 | 30 | AS |  | 8/6/2021 | 8/6/2022 | M2006021-5010-ASM | 17
688 |  | OP128 CRANK GAGE | ELEC | JENOPTIK M2006021-128 CRANK GAGE FIELD DEVICES - ELEC |  |  |  | RST 4-RKT 4-643/0.3M | 20 | 79424 | LUMBERG | 7 | M12 CORDSET, 22AWG, MALE TO FEMALE, 0.3M | 40 |  | 3 | 1 | B |  | EACH | $38.00 | 30 | AS |  | 8/6/2021 | 8/6/2022 | M2006021-5010-ASM | 17
689 |  | OP128 CRANK GAGE | ELEC | JENOPTIK M2006021-128 CRANK GAGE FIELD DEVICES - ELEC |  |  |  | RST 4-RKT 4-643/2M | 18 | 79424 | LUMBERG | 7 | M12 CORDSET, 22AWG, MALE TO FEMALE, 2M | 38 |  | 3 | 1 | B |  | EACH | $39.00 | 30 | AS |  | 8/6/2021 | 8/6/2022 | M2006021-5010-ASM | 17
690 |  | OP128 CRANK GAGE | ELEC | JENOPTIK M2006021-128 CRANK GAGE FIELD DEVICES - ELEC |  |  |  | RST 4-RKT 4-643/5M | 18 | 79424 | LUMBERG | 7 | M12 CORDSET, 22AWG, MALE TO FEMALE, 5M | 38 |  | 2 | 1 | B |  | EACH | $28.00 | 30 | AS |  | 8/6/2021 | 8/6/2022 | M2006021-5010-ASM | 17
691 |  | OP128 CRANK GAGE | ELEC | JENOPTIK M2006021-128 CRANK GAGE FIELD DEVICES - ELEC |  |  |  | 0985 342 100/0.3M | 17 | 79424 | LUMBERG | 7 | PROFINET CABLE, M12 TO M12, 0.3M | 32 |  | 2 | 1 | B |  | EACH | $67.00 | 30 | AS |  | 8/6/2021 | 8/6/2022 | M2006021-5010-ASM | 17
692 |  | OP128 CRANK GAGE | ELEC | JENOPTIK M2006021-128 CRANK GAGE FIELD DEVICES - ELEC |  |  |  | 0985 342 100/1M | 15 | 79424 | LUMBERG | 7 | PROFINET CABLE, M12 TO M12, 1M | 30 |  | 2 | 1 | B |  | EACH | $72.00 | 30 | AS |  | 8/6/2021 | 8/6/2022 | M2006021-5010-ASM | 17
693 |  | OP128 CRANK GAGE | ELEC | JENOPTIK M2006021-128 CRANK GAGE FIELD DEVICES - ELEC |  |  |  | 0985 342 100/21M | 16 | 79424 | LUMBERG | 7 | PROFINET CABLE, M12 TO M12, 2M | 30 |  | 2 | 1 | B |  | EACH | $81.00 | 30 | AS |  | 8/6/2021 | 8/6/2022 | M2006021-5010-ASM | 17
694 |  | OP128 CRANK GAGE | ELEC | JENOPTIK M2006021-128 CRANK GAGE FIELD DEVICES - ELEC |  |  |  | 0985 342 100/5M | 15 | 79424 | LUMBERG | 7 | PROFINET CABLE, M12 TO M12, 5M | 30 |  | 2 | 1 | B |  | EACH | $110.00 | 30 | AS |  | 8/6/2021 | 8/6/2022 | M2006021-5010-ASM | 17
695 |  | OP128 CRANK GAGE | ELEC | JENOPTIK M2006021-128 CRANK GAGE FIELD DEVICES - ELEC |  |  |  | 0985 342 100/10M | 16 | 79424 | LUMBERG | 7 | PROFINET CABLE, M12 TO M12, 10M | 31 |  | 2 | 1 | B |  | EACH | $158.00 | 30 | AS |  | 8/6/2021 | 8/6/2022 | M2006021-5010-ASM | 17
696 |  | OP128 CRANK GAGE | ELEC | JENOPTIK M2006021-128 CRANK GAGE FIELD DEVICES - ELEC |  |  |  | 0985 342 104/5M | 15 | 79424 | LUMBERG | 7 | PROFINET CABLE, M12 TO RJ45, 5M | 31 |  | 2 | 1 | B |  | EACH | $112.00 | 30 | AS |  | 8/6/2021 | 8/6/2022 | M2006021-5010-ASM | 17
697 |  | OP128 CRANK GAGE | ELEC | JENOPTIK M2006021-128 CRANK GAGE FIELD DEVICES - ELEC |  |  |  | 0985 342 104/10M | 16 | 79424 | LUMBERG | 7 | PROFINET CABLE, M12 TO RJ45, 10M | 32 |  | 2 | 1 | B |  | EACH | $160.00 | 30 | AS |  | 8/6/2021 | 8/6/2022 | M2006021-5010-ASM | 17
698 |  | OP128 CRANK GAGE | ELEC | JENOPTIK M2006021-128 CRANK GAGE FIELD DEVICES - ELEC |  |  |  | R05-EXT-DSS | 11 | 21489 | L-COM | 5 | DVI SINGLE LINK EXTENDER | 24 |  | 1 | 1 | A |  | EACH | $113.00 | 30 | AS |  | 8/6/2021 | 8/6/2022 | M2006021-5010-ASM | 17
699 |  | OP128 CRANK GAGE | ELEC | JENOPTIK M2006021-128 CRANK GAGE FIELD DEVICES - ELEC |  |  |  | B203-104-POC | 12 | 90702 | TRIPP LITE | 10 | TRIPP LITE 4-PORT USB OVER CAT5/CAT6 EXTENDER | 45 |  | 1 | 1 | A |  | EACH | $171.00 | 30 | AS |  | 8/6/2021 | 8/6/2022 | M2006021-5010-ASM | 17
700 |  | OP128 CRANK GAGE | ELEC | JENOPTIK M2006021-128 CRANK GAGE FIELD DEVICES - ELEC |  |  |  | CSMUAA-075M | 11 | 21489 | L-COM | 5 | USB CABLE, TYPE A TO TYPE A, 0.75M | 34 |  | 2 |  | C |  | EACH |  |  |  |  | 8/6/2021 | 8/6/2022 | M2006021-5010-ASM | 17
701 |  | OP128 CRANK GAGE | ELEC | JENOPTIK M2006021-128 CRANK GAGE FIELD DEVICES - ELEC |  |  |  | CSMUAB-075M | 11 | 21489 | L-COM | 5 | USB CABLE, TYPE A TO TYPE B, 0.75M | 34 |  | 1 |  | C |  | EACH |  |  |  |  | 8/6/2021 | 8/6/2022 | M2006021-5010-ASM | 17
702 |  | OP128 CRANK GAGE | ELEC | JENOPTIK M2006021-128 CRANK GAGE FIELD DEVICES - ELEC |  |  |  | TRD695SCR-BLK-30 | 16 | 21489 | L-COM | 5 | CAT 6 CABLE, 30 FT, BLACK | 25 |  | 1 | 1 | B |  | EACH | $69.00 | 30 | AS |  | 8/6/2021 | 8/6/2022 | M2006021-5010-ASM | 17
703 |  | OP128 CRANK GAGE | ELEC | JENOPTIK M2006021-128 CRANK GAGE FIELD DEVICES - ELEC |  |  |  | TRD695SCR-BL-30 | 15 | 21489 | L-COM | 5 | CAT 6 CABLE, 30 FT, BLUE | 24 |  | 1 | 1 | B |  | EACH | $48.00 | 30 | AS |  | 8/6/2021 | 8/6/2022 | M2006021-5010-ASM | 17
704 |  | OP128 CRANK GAGE | PNEU | JENOPTIK M2006021-128 CRANK GAGE AIR PREP ASM |  |  |  | FAPP-04-DDL00026 | 16 | 26039 | SMC | 3 | DRIP LEG, G1/2 | 14 |  | 1 | 1 | A |  | EACH | $259.00 | 30 | AS |  | 8/6/2021 | 8/6/2022 | M2006021-5700-ASM | 17
705 |  | OP128 CRANK GAGE | PNEU | JENOPTIK M2006021-128 CRANK GAGE AIR PREP ASM |  |  |  | 4902-15-21 | 10 | 31341 | PARKER | 6 | BALL VALVE, LEVER HANDLE, 1/2 BSPP | 34 |  | 1 | 1 | B |  | EACH | $35.00 | 30 | AS |  | 8/6/2021 | 8/6/2022 | M2006021-5700-ASM | 17
706 |  | OP128 CRANK GAGE | PNEU | JENOPTIK M2006021-128 CRANK GAGE AIR PREP ASM |  |  |  | 4902-10-17 | 10 | 31341 | PARKER | 6 | BALL VALVE, LEVER HANDLE, 3/8 BSPP | 34 |  | 1 | 1 | B |  | EACH | $35.00 | 30 | AS |  | 8/6/2021 | 8/6/2022 | M2006021-5700-ASM | 17
707 |  | OP128 CRANK GAGE | PNEU | JENOPTIK M2006021-128 CRANK GAGE AIR PREP ASM |  |  |  | 3015T11 | 7 | NA - TMS | McMASTER CARR | 13 | PIPE CLAMP, 1-3/4 ID | 20 |  | 2 |  | C |  | EACH |  |  |  |  | 8/6/2021 | 8/6/2022 | M2006021-5700-ASM | 17
708 |  | OP128 CRANK GAGE | PNEU | JENOPTIK M2006021-128 CRANK GAGE AIR PREP ASM |  |  |  | 3015T991 | 8 | NA - TMS | McMASTER CARR | 13 | MOUNTING RAIL, 1-3/16 TALL | 26 |  | 1 |  | C |  | EACH |  |  |  |  | 8/6/2021 | 8/6/2022 | M2006021-5700-ASM | 17
709 |  | OP128 CRANK GAGE | PNEU | JENOPTIK M2006021-128 CRANK GAGE AIR PREP ASM |  |  |  | 547808 | 6 | 43213 | FESTO | 5 | HEX NIPPLE, G1/2 | 16 |  | 1 |  | C |  | EACH |  |  |  |  | 8/6/2021 | 8/6/2022 | M2006021-5700-ASM | 17
710 |  | OP128 CRANK GAGE | PNEU | JENOPTIK M2006021-128 CRANK GAGE AIR PREP ASM |  |  |  | 547506 | 6 | 43213 | FESTO | 5 | HEX NIPPLE, G3/8 | 16 |  | 1 |  | C |  | EACH |  |  |  |  | 8/6/2021 | 8/6/2022 | M2006021-5700-ASM | 17
711 |  | OP128 CRANK GAGE | PNEU | JENOPTIK M2006021-128 CRANK GAGE AIR PREP ASM |  |  |  | 2226 | 4 | 43213 | FESTO | 5 | BOND SEAL, G1/2 | 15 |  | 1 |  | C |  | EACH |  |  |  |  | 8/6/2021 | 8/6/2022 | M2006021-5700-ASM | 17
712 |  | OP128 CRANK GAGE | PNEU | JENOPTIK M2006021-128 CRANK GAGE AIR PREP ASM |  |  |  | 2225 | 4 | 43213 | FESTO | 5 | BOND SEAL, G3/8 | 15 |  | 1 |  | C |  | EACH |  |  |  |  | 8/6/2021 | 8/6/2022 | M2006021-5700-ASM | 17
713 |  | OP128 CRANK GAGE | PNEU | JENOPTIK M2006021-128 CRANK GAGE AIR PREP ASM |  |  |  | LV4B6B | 6 | 31341 | PARKER | 6 | SAFETY LOCKOUT VALVE, G1/2 | 26 |  | 1 | 1 | A |  | EACH | $274.00 | 30 | AS |  | 8/6/2021 | 8/6/2022 | M2006021-5700-ASM | 17
714 |  | OP128 CRANK GAGE | PNEU | JENOPTIK M2006021-128 CRANK GAGE AIR PREP ASM |  |  |  | ESB75MC | 7 | 31341 | PARKER | 6 | MUFFLER, G3/4 | 13 |  | 1 | 1 | B |  | EACH | $46.00 | 30 | AS |  | 8/6/2021 | 8/6/2022 | M2006021-5700-ASM | 17
715 |  | OP128 CRANK GAGE | PNEU | JENOPTIK M2006021-128 CRANK GAGE AIR PREP ASM |  |  |  | 6844 | 4 | 43213 | FESTO | 5 | SILENCER, G1/2 | 14 |  | 2 | 1 | B |  | EACH | $32.00 | 30 | AS |  | 8/6/2021 | 8/6/2022 | M2006021-5700-ASM | 17
716 |  | OP128 CRANK GAGE | PNEU | JENOPTIK M2006021-128 CRANK GAGE AIR PREP ASM |  |  |  | PN7594 | 6 | 53049 | IFM EFECTOR | 11 | PRESSURE SWITCH, G1/4 | 21 |  | 1 | 1 | A |  | EACH | $672.00 | 60 | AS |  | 8/6/2021 | 8/6/2022 | M2006021-5700-ASM | 17
717 |  | OP128 CRANK GAGE | PNEU | JENOPTIK M2006021-128 CRANK GAGE AIR PREP ASM |  |  |  | IR2010-G02BG | 12 | 26039 | SMC | 3 | PRECISION REGULATOR WITH GAUGE, G1/4 | 36 |  | 2 | 1 | A |  | EACH | $181.00 | 30 | AS |  | 8/6/2021 | 8/6/2022 | M2006021-5700-ASM | 17
718 |  | OP128 CRANK GAGE | PNEU | JENOPTIK M2006021-128 CRANK GAGE AIR PREP ASM |  |  |  | EVS1-02-FG-S-3ZA01FM0-Q | 23 | 26039 | SMC | 3 | VALVE, SINGLE SOL, 24VDC | 24 |  | 2 | 1 | A |  | EACH | $214.00 | 30 | AS |  | 8/6/2021 | 8/6/2022 | M2006021-5700-ASM | 17
719 |  | OP128 CRANK GAGE | PNEU | JENOPTIK M2006021-128 CRANK GAGE AIR PREP ASM |  |  |  | MS6-EM1-1/2-S | 13 | 43213 | FESTO | 5 | MANUAL ON/OFF VALVE, G1/2 | 25 |  | 1 | 1 | A |  | EACH | $210.00 | 30 | AS |  | 8/6/2021 | 8/6/2022 | M2006021-5700-ASM | 17
720 |  | OP128 CRANK GAGE | PNEU | JENOPTIK M2006021-128 CRANK GAGE AIR PREP ASM |  |  |  | MS6-LFR-1/2-D6-E-R-V | 20 | 43213 | FESTO | 5 | FILTER REGULATOR | 16 |  | 1 | 1 | A |  | EACH | $326.00 | 60 | AS |  | 8/6/2021 | 8/6/2022 | M2006021-5700-ASM | 17
721 |  | OP128 CRANK GAGE | PNEU | JENOPTIK M2006021-128 CRANK GAGE AIR PREP ASM |  |  |  | MS6-FRM-1/2 | 11 | 43213 | FESTO | 5 | DISTRIBUTOR BLOCK | 17 |  | 2 | 1 | A |  | EACH | $80.00 | 30 | AS |  | 8/6/2021 | 8/6/2022 | M2006021-5700-ASM | 17
722 |  | OP128 CRANK GAGE | PNEU | JENOPTIK M2006021-128 CRANK GAGE AIR PREP ASM |  |  |  | SFAM-62-1000L-M-2SV-M12 | 23 | 43213 | FESTO | 5 | FLOW SENSOR | 11 |  | 1 | 1 | A |  | EACH | $2,660.00 | 60 | AS |  | 8/6/2021 | 8/6/2022 | M2006021-5700-ASM | 17
723 |  | OP128 CRANK GAGE | PNEU | JENOPTIK M2006021-128 CRANK GAGE AIR PREP ASM |  |  |  | MS6-SV-D | 8 | 43213 | FESTO | 5 | SV SAFETY SOFT START VALVE, 24VDC | 33 |  | 1 | 1 | A |  | EACH | $1852.00 | 60 | AS |  | 8/6/2021 | 8/6/2022 | M2006021-5700-ASM | 17
724 |  | OP128 CRANK GAGE | PNEU | JENOPTIK M2006021-128 CRANK GAGE AIR PREP ASM |  |  |  | MS6-MV | 6 | 43213 | FESTO | 5 | CONNECTING MODULE | 17 |  | 4 | 1 | A |  | EACH | $21.00 | 30 | AS |  | 8/6/2021 | 8/6/2022 | M2006021-5700-ASM | 17
725 |  | OP128 CRANK GAGE | PNEU | JENOPTIK M2006021-128 CRANK GAGE AIR PREP ASM |  |  |  | VSVA-B-P53E-ZD-D1-1T1L | 22 | 43213 | FESTO | 5 | Solenoid Valve | 14 |  | 1 | 1 | A |  | EACH | $500.00 | 60 | AS |  | 8/6/2021 | 8/6/2022 | M2006021-5700-ASM | 17
726 |  | OP128 CRANK GAGE | PNEU | JENOPTIK M2006021-128 CRANK GAGE AIR PREP ASM |  |  |  | VSVA-B-P53E-ZD-A1-1T1L | 22 | 43213 | FESTO | 5 | Solenoid Valve | 14 |  | 1 | 1 | A |  | EACH | $400.00 | 60 | AS |  | 8/6/2021 | 8/6/2022 | M2006021-5700-ASM | 17
727 |  | OP128 CRANK GAGE | PNEU | JENOPTIK M2006021-128 CRANK GAGE AIR PREP ASM |  |  |  | VSVA-B-B52-ZD-A1-1T1L | 21 | 43213 | FESTO | 5 | Solenoid Valve | 14 |  | 1 | 1 | A |  | EACH | $360.00 | 60 | AS |  | 8/6/2021 | 8/6/2022 | M2006021-5700-ASM | 17
728 |  | OP128 CRANK GAGE | PNEU | JENOPTIK M2006021-128 CRANK GAGE AIR PREP ASM |  |  |  | VSVA-B-B52-ZD-A2-1T1L | 21 | 43213 | FESTO | 5 | Solenoid Valve | 14 |  | 2 | 1 | A |  | EACH | $325.00 | 60 | AS |  | 8/6/2021 | 8/6/2022 | M2006021-5700-ASM | 17
729 |  | OP128 CRANK GAGE | PNEU | JENOPTIK M2006021-128 CRANK GAGE AIR PREP ASM |  |  |  | VSVA-B-M52-MZD-A2-1T1L | 22 | 43213 | FESTO | 5 | Solenoid Valve | 14 |  | 2 | 1 | A |  | EACH | $250.00 | 60 | AS |  | 8/6/2021 | 8/6/2022 | M2006021-5700-ASM | 17
730 |  | OP128 CRANK GAGE | PNEU | JENOPTIK M2006021-128 CRANK GAGE AIR PREP ASM |  |  |  | EVS1-02-FG-S-3ZA01FM0 | 21 | 26039 | SMC | 3 | SINGLE SOLENOID VALVE | 21 |  | 2 | 1 | A |  | EACH | $214.00 | 30 | AS |  | 8/6/2021 | 8/6/2022 | M2006021-5700-ASM | 17
731 |  | OP128 CRANK GAGE | PNEU | JENOPTIK M2006021-128 CRANK GAGE AIR PREP ASM |  |  |  | MS6-MP | 6 | 43213 | FESTO | 5 | MOUNTING BRACKET | 16 |  | 2 |  | C |  | EACH |  |  |  |  | 8/6/2021 | 8/6/2022 | M2006021-5700-ASM | 17
732 |  | OP128 CRANK GAGE | PNEU | JENOPTIK M2006021-128 CRANK GAGE AIR PREP ASM |  |  |  | 539217 | 6 | 43213 | FESTO | 5 | VALVE MANIFOLD, VSTA WITH CPX | 29 |  | 1 | 1 | B |  | EACH | $4729.00 | 60 | AS |  | 8/6/2021 | 8/6/2022 | M2006021-5700-ASM | 17
733 |  | OP128 CRANK GAGE | PNEU | JENOPTIK M2006021-128 CRANK GAGE AIR PREP ASM |  |  |  | 50E-F33GCQR-S | 13 | 43213 | FESTO | 5 | MANIFOLD, PROFINET NODE | 23 |  | 1 | 1 | B |  | EACH | $3584.00 | 60 | AS |  | 8/6/2021 | 8/6/2022 | M2006021-5700-ASM | 17
734 |  | OP128 CRANK GAGE | PNEU | JENOPTIK M2006021-128 CRANK GAGE AIR PREP ASM |  |  |  | FR-12-M5 | 8 | 43213 | FESTO | 5 | DISTRIBUTION MANIFOLD, (12) M5 PORTS | 36 |  | 1 | 1 | B |  | EACH | $63.00 | 30 | AS |  | 8/6/2021 | 8/6/2022 | M2006021-5700-ASM | 17
735 |  | OP128 CRANK GAGE | PNEU | JENOPTIK M2006021-128 CRANK GAGE AIR PREP ASM |  |  |  | KQ2S04-M5 | 9 | 26039 | SMC | 3 | FITTING, M5 TO 4mm TUBE | 23 |  | 18 |  | C |  | EACH |  |  |  |  | 8/6/2021 | 8/6/2022 | M2006021-5700-ASM | 17
736 |  | OP128 CRANK GAGE | PNEU | JENOPTIK M2006021-128 CRANK GAGE AIR PREP ASM |  |  |  | KQ2L04-M5 | 9 | 26039 | SMC | 3 | ELBOW FITTING, M5 TO 4mm TUBE | 29 |  | 18 |  | C |  | EACH |  |  |  |  | 8/6/2021 | 8/6/2022 | M2006021-5700-ASM | 17
737 |  | OP128 CRANK GAGE | PNEU | JENOPTIK M2006021-128 CRANK GAGE AIR PREP ASM |  |  |  | M-5P | 4 | 26039 | SMC | 3 | M5 PLUG | 7 |  | 18 |  | C |  | EACH |  |  |  |  | 8/6/2021 | 8/6/2022 | M2006021-5700-ASM | 17
738 |  | OP128 CRANK GAGE | PNEU | JENOPTIK M2006021-128 CRANK GAGE AIR PREP ASM |  |  |  | 530032 | 6 | 43213 | FESTO | 5 | PILOT OPERATED CHECK VALVE, HGL-3/8-B | 37 |  | 2 | 1 | A |  | EACH | $176.00 | 30 | AS |  | 8/6/2021 | 8/6/2022 | M2006021-5700-ASM | 17
739 |  | OP128 CRANK GAGE | PNEU | JENOPTIK M2006021-128 CRANK GAGE AIR PREP ASM |  |  |  | 530031 | 6 | 43213 | FESTO | 5 | PILOT OPERATED CHECK VALVE, HGL-1/4-B | 37 |  | 2 | 1 | A |  | EACH | $148.00 | 30 | AS |  | 8/6/2021 | 8/6/2022 | M2006021-5700-ASM | 17
740 |  | OP128 CRANK GAGE | PNEU | JENOPTIK M2006021-128 CRANK GAGE AIR PREP ASM |  |  |  | 151178 | 6 | 43213 | FESTO | 5 | FLOW CONTROL, G3/8, 90 DEGREES | 30 |  | 2 |  | C |  | EACH |  |  |  |  | 8/6/2021 | 8/6/2022 | M2006021-5700-ASM | 17
741 |  | OP128 CRANK GAGE | PNEU | JENOPTIK M2006021-128 CRANK GAGE AIR PREP ASM |  |  |  | 151172 | 6 | 43213 | FESTO | 5 | FLOW CONTROL, G1/4, 90 DEGREES | 30 |  | 4 |  | C |  | EACH |  |  |  |  | 8/6/2021 | 8/6/2022 | M2006021-5700-ASM | 17
742 |  | OP128 CRANK GAGE | PNEU | JENOPTIK M2006021-128 CRANK GAGE AIR PREP ASM |  |  |  | 151165 | 6 | 43213 | FESTO | 5 | FLOW CONTROL, G1/8, 90 DEGREES | 30 |  | 4 |  | C |  | EACH |  |  |  |  | 8/6/2021 | 8/6/2022 | M2006021-5700-ASM | 17
743 |  | OP128 CRANK GAGE | PNEU | JENOPTIK M2006021-128 CRANK GAGE AIR PREP ASM |  |  |  | 193970 | 6 | 43213 | FESTO | 5 | FLOW CONTROL, INLINE, 8mm TUBE | 30 |  | 1 |  | C |  | EACH |  |  |  |  | 8/6/2021 | 8/6/2022 | M2006021-5700-ASM | 17
744 |  | OP128 CRANK GAGE | PNEU | JENOPTIK M2006021-128 CRANK GAGE AIR PREP ASM |  |  |  | 186102 | 6 | 43213 | FESTO | 5 | ELBOW FITTING, G3/8 TO 10mm TUBE | 32 |  | 2 |  | C |  | EACH |  |  |  |  | 8/6/2021 | 8/6/2022 | M2006021-5700-ASM | 17
745 |  | OP128 CRANK GAGE | PNEU | JENOPTIK M2006021-128 CRANK GAGE AIR PREP ASM |  |  |  | 186134 | 6 | 43213 | FESTO | 5 | LONG ELBOW FITTING, G3/8 TO 10mm TUBE | 37 |  | 1 |  | C |  | EACH |  |  |  |  | 8/6/2021 | 8/6/2022 | M2006021-5700-ASM | 17
746 |  | OP128 CRANK GAGE | PNEU | JENOPTIK M2006021-128 CRANK GAGE AIR PREP ASM |  |  |  | 186120 | 6 | 43213 | FESTO | 5 | ELBOW FITTING, G1/4 TO 8mm TUBE | 31 |  | 6 |  | C |  | EACH |  |  |  |  | 8/6/2021 | 8/6/2022 | M2006021-5700-ASM | 17
747 |  | OP128 CRANK GAGE | PNEU | JENOPTIK M2006021-128 CRANK GAGE AIR PREP ASM |  |  |  | 186131 | 6 | 43213 | FESTO | 5 | LONG ELBOW FITTING, G1/4 TO 8mm TUBE | 36 |  | 2 |  | C |  | EACH |  |  |  |  | 8/6/2021 | 8/6/2022 | M2006021-5700-ASM | 17
748 |  | OP128 CRANK GAGE | PNEU | JENOPTIK M2006021-128 CRANK GAGE AIR PREP ASM |  |  |  | 186117 | 6 | 43213 | FESTO | 5 | ELBOW FITTING, G1/8 TO 6mm TUBE | 31 |  | 6 |  | C |  | EACH |  |  |  |  | 8/6/2021 | 8/6/2022 | M2006021-5700-ASM | 17
749 |  | OP128 CRANK GAGE | PNEU | JENOPTIK M2006021-128 CRANK GAGE AIR PREP ASM |  |  |  | 186128 | 6 | 43213 | FESTO | 5 | LONG ELBOW FITTING, G1/8 TO 6mm TUBE | 36 |  | 4 |  | C |  | EACH |  |  |  |  | 8/6/2021 | 8/6/2022 | M2006021-5700-ASM | 17
750 |  | OP128 CRANK GAGE | PNEU | JENOPTIK M2006021-128 CRANK GAGE AIR PREP ASM |  |  |  | 186172 | 6 | 43213 | FESTO | 5 | RUN TEE FITTING, G1/4 TO 8mm TUBE | 33 |  | 2 |  | C |  | EACH |  |  |  |  | 8/6/2021 | 8/6/2022 | M2006021-5700-ASM | 17
751 |  | OP128 CRANK GAGE | PNEU | JENOPTIK M2006021-128 CRANK GAGE AIR PREP ASM |  |  |  | 186175 | 6 | 43213 | FESTO | 5 | RUN TEE FITTING, G3/8 TO 10mm TUBE | 34 |  | 2 |  | C |  | EACH |  |  |  |  | 8/6/2021 | 8/6/2022 | M2006021-5700-ASM | 17
752 |  | OP128 CRANK GAGE | PNEU | JENOPTIK M2006021-128 CRANK GAGE AIR PREP ASM |  |  |  | 186104 | 6 | 43213 | FESTO | 5 | FITTING, G1/2 TO 12mm TUBE | 26 |  | 2 |  | C |  | EACH |  |  |  |  | 8/6/2021 | 8/6/2022 | M2006021-5700-ASM | 17
753 |  | OP128 CRANK GAGE | PNEU | JENOPTIK M2006021-128 CRANK GAGE AIR PREP ASM |  |  |  | 186113 | 6 | 43213 | FESTO | 5 | FITTING, G3/8 TO 10mm TUBE | 26 |  | 2 |  | C |  | EACH |  |  |  |  | 8/6/2021 | 8/6/2022 | M2006021-5700-ASM | 17
754 |  | OP128 CRANK GAGE | PNEU | JENOPTIK M2006021-128 CRANK GAGE AIR PREP ASM |  |  |  | 186110 | 6 | 43213 | FESTO | 5 | FITTING, G1/4 TO 8mm TUBE | 25 |  | 4 |  | C |  | EACH |  |  |  |  | 8/6/2021 | 8/6/2022 | M2006021-5700-ASM | 17
755 |  | OP128 CRANK GAGE | PNEU | JENOPTIK M2006021-128 CRANK GAGE AIR PREP ASM |  |  |  | 186107 | 6 | 43213 | FESTO | 5 | FITTING, G1/8 TO 6mm TUBE | 25 |  | 4 |  | C |  | EACH |  |  |  |  | 8/6/2021 | 8/6/2022 | M2006021-5700-ASM | 17
756 |  | OP128 CRANK GAGE | PNEU | JENOPTIK M2006021-128 CRANK GAGE AIR PREP ASM |  |  |  | 186112 | 6 | 43213 | FESTO | 5 | FITTING, G1/4 TO 10mm TUBE | 26 |  | 2 |  | C |  | EACH |  |  |  |  | 8/6/2021 | 8/6/2022 | M2006021-5700-ASM | 17
757 |  | OP128 CRANK GAGE | MCP | JENOPTIK M2006021-128 CRANK GAGE MCP |  |  |  | 1494U-J30-C3 | 12 | 50341 | ALLEN BRADLEY | 13 | FUSED DISCONNECT | 16 |  | 1 | 1 | A |  | EACH | $1731.00 | 60 | AS |  | 8/6/2021 | 8/6/2022 | KEPT4-CRK-0128-0000-1 | 21
758 |  | OP128 CRANK GAGE | MCP | JENOPTIK M2006021-128 CRANK GAGE MCP |  |  |  | LPJ-0SP | 7 | 18803 | BUSSMAN | 7 | FUSE, 30 AMP | 12 |  | 1 | 1 | A |  | EACH | $150.00 | 30 | AS |  | 8/6/2021 | 8/6/2022 | KEPT4-CRK-0128-0000-1 | 21
759 |  | OP128 CRANK GAGE | MCP | JENOPTIK M2006021-128 CRANK GAGE MCP |  |  |  | ALFSWD | 6 | 49067 | HOFFMAN | 7 | DOOR SWITCH | 11 |  | 2 | 1 | B |  | EACH | $94.00 | 30 | AS |  | 8/6/2021 | 8/6/2022 | KEPT4-CRK-0128-0000-1 | 21
760 |  | OP128 CRANK GAGE | MCP | JENOPTIK M2006021-128 CRANK GAGE MCP |  |  |  | 26024655-0010 | 13 | NA - TMS | HH BARNUM | 9 | 480 VOLT LABEL | 14 |  | 1 |  | C |  | EACH |  |  |  |  | 8/6/2021 | 8/6/2022 | KEPT4-CRK-0128-0000-1 | 21
761 |  | OP128 CRANK GAGE | MCP | JENOPTIK M2006021-128 CRANK GAGE MCP |  |  |  | 87121020 | 8 | NA - TMS | MURRELEKTRONIK | 14 | STRAIN RELIEF HOUSING | 21 |  | 2 |  | C |  | EACH |  |  |  |  | 8/6/2021 | 8/6/2022 | KEPT4-CRK-0128-0000-1 | 21
762 |  | OP128 CRANK GAGE | MCP | JENOPTIK M2006021-128 CRANK GAGE MCP |  |  |  | WLS28-2XW990XMQ | 15 | 56154 | BANNER | 6 | WORK LIGHT, 990mm, 24VDC, 4-PIN M12 QD | 38 |  | 1 | 1 | B |  | EACH | $827.00 | 60 | AS |  | 8/6/2021 | 8/6/2022 | KEPT4-CRK-0128-0000-1 | 21
763 |  | OP128 CRANK GAGE | MCP | JENOPTIK M2006021-128 CRANK GAGE MCP |  |  |  | 4000-68523-0000001 | 18 | NA - TMS | MURRELEKTRONIK | 14 | CONVIENENCE PANEL FRAME | 23 |  | 1 |  | C |  | EACH |  |  |  |  | 8/6/2021 | 8/6/2022 | KEPT4-CRK-0128-0000-1 | 21
764 |  | OP128 CRANK GAGE | MCP | JENOPTIK M2006021-128 CRANK GAGE MCP |  |  |  | 4000-68000-100000 | 17 | NA - TMS | MURRELEKTRONIK | 14 | CONVIENENCE PANEL INSERT | 24 |  | 1 |  | C |  | EACH |  |  |  |  | 8/6/2021 | 8/6/2022 | KEPT4-CRK-0128-0000-1 | 21
765 |  | OP128 CRANK GAGE | MCP | JENOPTIK M2006021-128 CRANK GAGE MCP |  |  |  | 140M-F8E-C10-KRY | 16 | 50341 | ALLEN BRADLEY | 13 | LOCKABLE DISCONNECT | 19 |  | 1 | 1 | A |  | EACH | $539.00 | 60 | AS |  | 8/6/2021 | 8/6/2022 | KEPT4-CRK-0128-0000-1 | 21
766 |  | OP128 CRANK GAGE | MCP | JENOPTIK M2006021-128 CRANK GAGE MCP |  |  |  | 9070T2000D1 | 11 | 63059 | SCHNEIDER ELECTRIC | 18 | TRANSFORMER, 480V / 120V, 2KVA | 30 |  | 1 | 1 | A |  | EACH | $2561.00 | 60 | AS |  | 8/6/2021 | 8/6/2022 | KEPT4-CRK-0128-0000-1 | 21
767 |  | OP128 CRANK GAGE | MCP | JENOPTIK M2006021-128 CRANK GAGE MCP |  |  |  | 6EP1334-3BA10 | 13 | 36224 | SIEMENS | 7 | POWER SUPPLY, 120V / 24VDC, 10A | 31 |  | 1 | 1 | A |  | EACH | $811.00 | 60 | AS |  | 8/6/2021 | 8/6/2022 | KEPT4-CRK-0128-0000-1 | 21
768 |  | OP128 CRANK GAGE | MCP | JENOPTIK M2006021-128 CRANK GAGE MCP |  |  |  | 6EP3436-8SB00-0AY0 | 18 | 36224 | SIEMENS | 7 | POWER SUPPLY, 480V / 24VDC, 20A | 31 |  | 1 | 1 | A |  | EACH | $936.00 | 60 | AS |  | 8/6/2021 | 8/6/2022 | KEPT4-CRK-0128-0000-1 | 21
769 |  | OP128 CRANK GAGE | MCP | JENOPTIK M2006021-128 CRANK GAGE MCP |  |  |  | 6EP3133-0TA00-0AY0 | 18 | 36224 | SIEMENS | 7 | DC CONVERTER, 24VDC / 24VDC, 5A | 31 |  | 1 | 1 | A |  | EACH | $440.00 | 60 | AS |  | 8/6/2021 | 8/6/2022 | KEPT4-CRK-0128-0000-1 | 21
770 |  | OP128 CRANK GAGE | MCP | JENOPTIK M2006021-128 CRANK GAGE MCP |  |  |  | 3RV2011-1HA10 | 13 | 36224 | SIEMENS | 7 | MOTOR CIRCUIT BREAKER, 5.5-8A | 29 |  | 2 | 1 | A |  | EACH | $288.00 | 60 | AS |  | 8/6/2021 | 8/6/2022 | KEPT4-CRK-0128-0000-1 | 21
771 |  | OP128 CRANK GAGE | MCP | JENOPTIK M2006021-128 CRANK GAGE MCP |  |  |  | 6SL3210-1PE16-1UL1 | 19 | 36224 | SIEMENS | 7 | SINAMICS POWER MODULE, PM240-2 | 30 |  | 2 | 1 | A |  | EACH | $1322.00 | 60 | AS |  | 8/6/2021 | 8/6/2022 | KEPT4-CRK-0128-0000-1 | 21
772 |  | OP128 CRANK GAGE | MCP | JENOPTIK M2006021-128 CRANK GAGE MCP |  |  |  | 6SL3040-1LA01-0AA0 | 19 | 36224 | SIEMENS | 7 | SINAMICS CONTROLLER UNIT, CU310-2PN | 35 |  | 2 | 1 | A |  | EACH | $4160.00 | 60 | AS |  | 8/6/2021 | 8/6/2022 | KEPT4-CRK-0128-0000-1 | 21
773 |  | OP128 CRANK GAGE | MCP | JENOPTIK M2006021-128 CRANK GAGE MCP |  |  |  | 6SL3054-0EJ00-1BA0 | 18 | 36224 | SIEMENS | 7 | SINAMICS S120 FLASH CARD | 24 |  | 2 | 1 | A |  | EACH | $326.00 | 60 | AS |  | 8/6/2021 | 8/6/2022 | KEPT4-CRK-0128-0000-1 | 21
774 |  | OP128 CRANK GAGE | MCP | JENOPTIK M2006021-128 CRANK GAGE MCP |  |  |  | 6SL3252-0BB01-0AA0 | 19 | 36224 | SIEMENS | 7 | SINAMICS S120 BRAKE RELAY | 25 |  | 2 | 1 | A |  | EACH | $390.00 | 60 | AS |  | 8/6/2021 | 8/6/2022 | KEPT4-CRK-0128-0000-1 | 21
775 |  | OP128 CRANK GAGE | MCP | JENOPTIK M2006021-128 CRANK GAGE MCP |  |  |  | 6ES7516-3FN02-0AB0 | 18 | 36224 | SIEMENS | 7 | S7-1516F-3 PN/DP PLC CPU | 24 |  | 1 | 1 | A |  | EACH | $14,710.00 | 75 | AS |  | 8/6/2021 | 8/6/2022 | KEPT4-CRK-0128-0000-1 | 21
776 |  | OP128 CRANK GAGE | MCP | JENOPTIK M2006021-128 CRANK GAGE MCP |  |  |  | 6ES7954-8LL03-0AA0 | 18 | 36224 | SIEMENS | 7 | MEMORY CARD, 256MB | 18 |  | 1 | 1 | A |  | EACH | $943.00 | 60 | AS |  | 8/6/2021 | 8/6/2022 | KEPT4-CRK-0128-0000-1 | 21
777 |  | OP128 CRANK GAGE | MCP | JENOPTIK M2006021-128 CRANK GAGE MCP |  |  |  | 6ES7521-1BH00-0AB0 | 18 | 36224 | SIEMENS | 7 | DIGITAL INPUT MODULE, DI15 X DC24V | 34 |  | 3 | 1 | A |  | EACH | $713.00 | 60 | AS |  | 8/6/2021 | 8/6/2022 | KEPT4-CRK-0128-0000-1 | 21
778 |  | OP128 CRANK GAGE | MCP | JENOPTIK M2006021-128 CRANK GAGE MCP |  |  |  | 6ES7522-1BH01-0AB0 | 18 | 36224 | SIEMENS | 7 | DIGITAL OUTPUT MODULE, DQ15 X DC24V/0.5A | 40 |  | 2 | 1 | A |  | EACH | $758.00 | 60 | AS |  | 8/6/2021 | 8/6/2022 | KEPT4-CRK-0128-0000-1 | 21
779 |  | OP128 CRANK GAGE | MCP | JENOPTIK M2006021-128 CRANK GAGE MCP |  |  |  | 6ES7526-1BH00-0AB0 | 18 | 36224 | SIEMENS | 7 | FAILSAFE INPUT MODULE F-DI 16x24VDC | 36 |  | 1 | 1 | A |  | EACH | $2645.00 | 60 | AS |  | 8/6/2021 | 8/6/2022 | KEPT4-CRK-0128-0000-1 | 21
780 |  | OP128 CRANK GAGE | MCP | JENOPTIK M2006021-128 CRANK GAGE MCP |  |  |  | 6ES7526-2BF00-0AB0 | 18 | 36224 | SIEMENS | 7 | FAILSAFE OUTPUT MODULE F-DQ 8x24VDC | 36 |  | 1 | 1 | A |  | EACH | $3008.00 | 60 | AS |  | 8/6/2021 | 8/6/2022 | KEPT4-CRK-0128-0000-1 | 21
781 |  | OP128 CRANK GAGE | MCP | JENOPTIK M2006021-128 CRANK GAGE MCP |  |  |  | 6ES7592-1AM00-0XB0 | 18 | 36224 | SIEMENS | 7 | FRONT CONNECTOR FOR I/O MODULES | 31 |  | 7 | 1 | A |  | EACH | $131.00 | 30 | AS |  | 8/6/2021 | 8/6/2022 | KEPT4-CRK-0128-0000-1 | 21
782 |  | OP128 CRANK GAGE | MCP | JENOPTIK M2006021-128 CRANK GAGE MCP |  |  |  | 6GK5216-0BA00-2AC2 | 18 | 36224 | SIEMENS | 7 | SCALANCE MANAGED SWITCH, 16-PORTS | 33 |  | 1 | 1 | A |  | EACH | $2620.00 | 60 | AS |  | 8/6/2021 | 8/6/2022 | KEPT4-CRK-0128-0000-1 | 21
783 |  | OP128 CRANK GAGE | MCP | JENOPTIK M2006021-128 CRANK GAGE MCP |  |  |  | 6GK5208-0BA00-2AC2 | 18 | 36224 | SIEMENS | 7 | SCALANCE MANAGED SWITCH, 8-PORTS | 32 |  | 1 | 1 | A |  | EACH | $1560.00 | 60 | AS |  | 8/6/2021 | 8/6/2022 | KEPT4-CRK-0128-0000-1 | 21
784 |  | OP128 CRANK GAGE | MCP | JENOPTIK M2006021-128 CRANK GAGE MCP |  |  |  | 3RH2140-1BB40 | 14 | 36224 | SIEMENS | 7 | CONTROL RELAY, 24VDC, 4 NO | 26 |  | 2 | 1 | A |  | EACH | $176.00 | 30 | AS |  | 8/6/2021 | 8/6/2022 | KEPT4-CRK-0128-0000-1 | 21
785 |  | OP128 CRANK GAGE | MCP | JENOPTIK M2006021-128 CRANK GAGE MCP |  |  |  | 3RH2911-1HA22 | 13 | 36224 | SIEMENS | 7 | AUXILARY CONTACT BLOCK, 2 NO, 2 NC | 34 |  | 2 | 1 | A |  | EACH | $60.00 | 30 | AS |  | 8/6/2021 | 8/6/2022 | KEPT4-CRK-0128-0000-1 | 21
786 |  | OP128 CRANK GAGE | MCP | JENOPTIK M2006021-128 CRANK GAGE MCP |  |  |  | 3RT2916-1JJ00 | 13 | 36224 | SIEMENS | 7 | SURGE SUPPRESSOR FOR RELAY | 26 |  | 2 | 1 | A |  | EACH | $37.00 | 30 | AS |  | 8/6/2021 | 8/6/2022 | KEPT4-CRK-0128-0000-1 | 21
787 |  | OP128 CRANK GAGE | MCP | JENOPTIK M2006021-128 CRANK GAGE MCP |  |  |  | 3RQ3018-1AB00 | 13 | 36224 | SIEMENS | 7 | COUPLER RELAY, 24VDC | 20 |  | 6 | 1 | A |  | EACH | $129.00 | 30 | AS |  | 8/6/2021 | 8/6/2022 | KEPT4-CRK-0128-0000-1 | 21
788 |  | OP128 CRANK GAGE | MCP | JENOPTIK M2006021-128 CRANK GAGE MCP |  |  |  | 67982 | 5 | NA - TMS | MURRELEKTRONIK | 14 | DUPLEX RECEPTACLE | 17 |  | 1 | 1 | B |  | EACH | $155.00 | 60 | AS |  | 8/6/2021 | 8/6/2022 | KEPT4-CRK-0128-0000-1 | 21
789 |  | OP128 CRANK GAGE | MCP | JENOPTIK M2006021-128 CRANK GAGE MCP |  |  |  | BCM603-1P | 9 | 18803 | BUSSMAN | 7 | CLASS CC FUSE BLOCK | 19 |  | 7 |  | C |  | EACH |  |  |  |  | 8/6/2021 | 8/6/2022 | KEPT4-CRK-0128-0000-1 | 21
790 |  | OP128 CRANK GAGE | MCP | JENOPTIK M2006021-128 CRANK GAGE MCP |  |  |  | CVRI-CCM | 8 | 18803 | BUSSMAN | 7 | FUSE BLOCK COVER | 16 |  | 7 |  | C |  | EACH |  |  |  |  | 8/6/2021 | 8/6/2022 | KEPT4-CRK-0128-0000-1 | 21
791 |  | OP128 CRANK GAGE | MCP | JENOPTIK M2006021-128 CRANK GAGE MCP |  |  |  | FNQ-R-3 | 7 | 18803 | BUSSMAN | 7 | FUSE, TIME-DELAY, 3A | 20 |  | 7 | 1 | A |  | EACH | $84.00 | 30 | AS |  | 8/6/2021 | 8/6/2022 | KEPT4-CRK-0128-0000-1 | 21
792 |  | OP128 CRANK GAGE | MCP | JENOPTIK M2006021-128 CRANK GAGE MCP |  |  |  | PDB-220-3 | 9 | 18803 | BUSSMAN | 7 | DISTRIBUTION BLOCK | 18 |  | 1 | 1 | A |  | EACH | $223.00 | 30 | AS |  | 8/6/2021 | 8/6/2022 | KEPT4-CRK-0128-0000-1 | 21
793 |  | OP128 CRANK GAGE | MCP | JENOPTIK M2006021-128 CRANK GAGE MCP |  |  |  | CPDB-3 | 6 | 18803 | BUSSMAN | 7 | PLASTIC COVER | 13 |  | 1 |  | C |  | EACH |  |  |  |  | 8/6/2021 | 8/6/2022 | KEPT4-CRK-0128-0000-1 | 21
794 |  | OP128 CRANK GAGE | MCP | JENOPTIK M2006021-128 CRANK GAGE MCP |  |  |  | CP-0 | 4 | 86970 | ILSCO | 5 | GROUND LUG | 10 |  | 1 |  | C |  | EACH |  |  |  |  | 8/6/2021 | 8/6/2022 | KEPT4-CRK-0128-0000-1 | 21
795 |  | OP128 CRANK GAGE | MCP | JENOPTIK M2006021-128 CRANK GAGE MCP |  |  |  | D167-12 | 7 | 86970 | ILSCO | 5 | GROUND BAR | 10 |  | 1 |  | C |  | EACH |  |  |  |  | 8/6/2021 | 8/6/2022 | KEPT4-CRK-0128-0000-1 | 21
796 |  | OP128 CRANK GAGE | MCP | JENOPTIK M2006021-128 CRANK GAGE MCP |  |  |  | 5SJ4115-7HG40 | 13 | 36224 | SIEMENS | 7 | CIRCUIT BREAKER, 1-POLE, 1.6A | 29 |  | 1 | 1 | A |  | EACH | $71.00 | 30 | AS |  | 8/6/2021 | 8/6/2022 | KEPT4-CRK-0128-0000-1 | 21
797 |  | OP128 CRANK GAGE | MCP | JENOPTIK M2006021-128 CRANK GAGE MCP |  |  |  | 5SJ4102-7HG40 | 13 | 36224 | SIEMENS | 7 | CIRCUIT BREAKER, 1-POLE, 2A | 27 |  | 3 | 1 | A |  | EACH | $77.00 | 30 | AS |  | 8/6/2021 | 8/6/2022 | KEPT4-CRK-0128-0000-1 | 21
798 |  | OP128 CRANK GAGE | MCP | JENOPTIK M2006021-128 CRANK GAGE MCP |  |  |  | 5SJ4103-7HG40 | 13 | 36224 | SIEMENS | 7 | CIRCUIT BREAKER, 1-POLE, 3A | 27 |  | 3 | 1 | A |  | EACH | $71.00 | 30 | AS |  | 8/6/2021 | 8/6/2022 | KEPT4-CRK-0128-0000-1 | 21
799 |  | OP128 CRANK GAGE | MCP | JENOPTIK M2006021-128 CRANK GAGE MCP |  |  |  | 5SJ4111-7HG40 | 13 | 36224 | SIEMENS | 7 | CIRCUIT BREAKER, 1-POLE, 5A | 27 |  | 5 | 1 | A |  | EACH | $77.00 | 30 | AS |  | 8/6/2021 | 8/6/2022 | KEPT4-CRK-0128-0000-1 | 21
800 |  | OP128 CRANK GAGE | MCP | JENOPTIK M2006021-128 CRANK GAGE MCP |  |  |  | 5SJ4120-7HG40 | 13 | 36224 | SIEMENS | 7 | CIRCUIT BREAKER, 1-POLE, 20A | 28 |  | 2 | 1 | A |  | EACH | $77.00 | 30 | AS |  | 8/6/2021 | 8/6/2022 | KEPT4-CRK-0128-0000-1 | 21
801 |  | OP128 CRANK GAGE | MCP | JENOPTIK M2006021-128 CRANK GAGE MCP |  |  |  | 5ST3010-0HG | 11 | 36224 | SIEMENS | 7 | AUXILIARY SWITCH, 1 NO, 1 NC | 28 |  | 11 | 1 | A |  | EACH | $51.00 | 30 | AS |  | 8/6/2021 | 8/6/2022 | KEPT4-CRK-0128-0000-1 | 21
802 |  | OP128 CRANK GAGE | MCP | JENOPTIK M2006021-128 CRANK GAGE MCP |  |  |  | 1492-J4-B | 9 | 50341 | ALLEN BRADLEY | 13 | TERMINAL, BLUE | 14 |  | 250 |  | C |  | EACH |  |  |  |  | 8/6/2021 | 8/6/2022 | KEPT4-CRK-0128-0000-1 | 21
803 |  | OP128 CRANK GAGE | MCP | JENOPTIK M2006021-128 CRANK GAGE MCP |  |  |  | 1492-J4 | 7 | 50341 | ALLEN BRADLEY | 13 | TERMINAL, GREY | 14 |  | 15 |  | C |  | EACH |  |  |  |  | 8/6/2021 | 8/6/2022 | KEPT4-CRK-0128-0000-1 | 21
804 |  | OP128 CRANK GAGE | MCP | JENOPTIK M2006021-128 CRANK GAGE MCP |  |  |  | 1492-J4-OR | 10 | 50341 | ALLEN BRADLEY | 13 | TERMINAL, ORANGE | 16 |  | 7 |  | C |  | EACH |  |  |  |  | 8/6/2021 | 8/6/2022 | KEPT4-CRK-0128-0000-1 | 21
805 |  | OP128 CRANK GAGE | MCP | JENOPTIK M2006021-128 CRANK GAGE MCP |  |  |  | 1492-EBJ3 | 9 | 50341 | ALLEN BRADLEY | 13 | TERMINAL END BARRIER | 20 |  | 4 |  | C |  | EACH |  |  |  |  | 8/6/2021 | 8/6/2022 | KEPT4-CRK-0128-0000-1 | 21
806 |  | OP128 CRANK GAGE | MCP | JENOPTIK M2006021-128 CRANK GAGE MCP |  |  |  | 1492-CJJ6-10 | 12 | 50341 | ALLEN BRADLEY | 13 | TERMINAL JUMPER, 10 POLE | 24 |  | 6 |  | C |  | EACH |  |  |  |  | 8/6/2021 | 8/6/2022 | KEPT4-CRK-0128-0000-1 | 21
807 |  | OP128 CRANK GAGE | MCP | JENOPTIK M2006021-128 CRANK GAGE MCP |  |  |  | 1492-CJJ6-4 | 11 | 50341 | ALLEN BRADLEY | 13 | TERMINAL JUMPER, 4 POLE | 23 |  | 8 |  | C |  | EACH |  |  |  |  | 8/6/2021 | 8/6/2022 | KEPT4-CRK-0128-0000-1 | 21
808 |  | OP128 CRANK GAGE | MCP | JENOPTIK M2006021-128 CRANK GAGE MCP |  |  |  | 1492-CJJ6-2 | 11 | 50341 | ALLEN BRADLEY | 13 | TERMINAL JUMPER, 2 POLE | 23 |  | 12 |  | C |  | EACH |  |  |  |  | 8/6/2021 | 8/6/2022 | KEPT4-CRK-0128-0000-1 | 21
809 |  | OP128 CRANK GAGE | MCP | JENOPTIK M2006021-128 CRANK GAGE MCP |  |  |  | 1492-EAJ35 | 10 | 50341 | ALLEN BRADLEY | 13 | END ANCHOR | 10 |  | 30 |  | C |  | EACH |  |  |  |  | 8/6/2021 | 8/6/2022 | KEPT4-CRK-0128-0000-1 | 21
810 |  | OP128 CRANK GAGE | MCP | JENOPTIK M2006021-128 CRANK GAGE MCP |  |  |  | 1492-DR1 | 8 | 50341 | ALLEN BRADLEY | 13 | DIN RAIL | 8 |  | 3 |  | C |  | EACH |  |  |  |  | 8/6/2021 | 8/6/2022 | KEPT4-CRK-0128-0000-1 | 21
811 |  | OP128 CRANK GAGE | MCP | JENOPTIK M2006021-128 CRANK GAGE MCP |  |  |  | 1492-N44 | 8 | 50341 | ALLEN BRADLEY | 13 | HIGH RISE DIN RAIL | 18 |  | 3 |  | C |  | EACH |  |  |  |  | 8/6/2021 | 8/6/2022 | KEPT4-CRK-0128-0000-1 | 21
812 |  | OP128 CRANK GAGE | MCP | JENOPTIK M2006021-128 CRANK GAGE MCP |  |  |  | TY2X4RPG6 | 9 | 92197 | THOMAS & BETTS | 14 | ROUND HOLE VINYL DUCT, 2" W x 4" H | 34 |  | 3 |  | C |  | EACH |  |  |  |  | 8/6/2021 | 8/6/2022 | KEPT4-CRK-0128-0000-1 | 21
813 |  | OP128 CRANK GAGE | MCP | JENOPTIK M2006021-128 CRANK GAGE MCP |  |  |  | TY2CPG6 | 7 | 92197 | THOMAS & BETTS | 14 | VINYL DUCT COVER, 2" | 20 |  | 3 |  | C |  | EACH |  |  |  |  | 8/6/2021 | 8/6/2022 | KEPT4-CRK-0128-0000-1 | 21
814 |  | OP128 CRANK GAGE | MCP | JENOPTIK M2006021-128 CRANK GAGE MCP |  |  |  | TY4X4RPG6 | 9 | 92197 | THOMAS & BETTS | 14 | ROUND HOLE VINYL DUCT, 4" W x 4" H | 34 |  | 1 |  | C |  | EACH |  |  |  |  | 8/6/2021 | 8/6/2022 | KEPT4-CRK-0128-0000-1 | 21
815 |  | OP128 CRANK GAGE | MCP | JENOPTIK M2006021-128 CRANK GAGE MCP |  |  |  | TY4CPG6 | 7 | 92197 | THOMAS & BETTS | 14 | VINYL DUCT COVER, 4" | 20 |  | 1 |  | C |  | EACH |  |  |  |  | 8/6/2021 | 8/6/2022 | KEPT4-CRK-0128-0000-1 | 21
816 |  | OP128 CRANK GAGE | MCP | JENOPTIK M2006021-128 CRANK GAGE MCP |  |  |  | CNEF-24T | 8 | NA - TMS | MENCOM | 6 | 24-PIN FEMALE INSERT, SCREW TERMINALS | 37 |  | 1 |  | C |  | EACH |  |  |  |  | 8/6/2021 | 8/6/2022 | KEPT4-CRK-0128-0000-1 | 21
817 |  | OP128 CRANK GAGE | MCP | JENOPTIK M2006021-128 CRANK GAGE MCP |  |  |  | CHI-24 | 6 | NA - TMS | MENCOM | 6 | BULHEAD HOUSING FOR 24-PIN INSERT | 33 |  | 1 |  | C |  | EACH |  |  |  |  | 8/6/2021 | 8/6/2022 | KEPT4-CRK-0128-0000-1 | 21
818 |  | OP128 CRANK GAGE | MCP | JENOPTIK M2006021-128 CRANK GAGE MCP |  |  |  | 7KM4211-1BA00-3AA0 | 18 | 36224 | SIEMENS | 7 | SENTRON PAC4200 POWER MONITOR | 29 |  | 1 | 1 | A |  | EACH | $3662.00 | 90 | AS |  | 8/6/2021 | 8/6/2022 | KEPT4-CRK-0128-0000-1 | 21
819 |  | OP128 CRANK GAGE | MCP | JENOPTIK M2006021-128 CRANK GAGE MCP |  |  |  | PDS-CTSC-021 | 12 | 36224 | SIEMENS | 7 | CURRENT SENSING TRANSFORMER | 27 |  | 3 | 1 | A |  | EACH | $496.00 | 60 | AS |  | 8/6/2021 | 8/6/2022 | KEPT4-CRK-0128-0000-1 | 21
820 |  | OP128 CRANK GAGE | MCP | JENOPTIK M2006021-128 CRANK GAGE MCP |  |  |  | 7KM9300-0AE02-0AA0 | 18 | 36224 | SIEMENS | 7 | ETHERNET EXPANSION MODULE FOR PAC4200 | 37 |  | 1 | 1 | A |  | EACH | $857.00 | 30 | AS |  | 8/6/2021 | 8/6/2022 | KEPT4-CRK-0128-0000-1 | 21
821 |  | OP128 CRANK GAGE | MCP | JENOPTIK M2006021-128 CRANK GAGE MCP |  |  |  | 7KM9900-0XA00-0AA0 | 18 | 36224 | SIEMENS | 7 | DIN RAIL MOUNTING FRAME FOR PAC4200 | 35 |  | 1 |  | C |  | EACH |  |  |  |  | 8/6/2021 | 8/6/2022 | KEPT4-CRK-0128-0000-1 | 21
822 |  | OP128 CRANK GAGE | MCP | JENOPTIK M2006021-128 CRANK GAGE MCP |  |  |  | IKU6SC | 6 | 36224 | SIEMENS | 7 | TERMINAL BLOCK,SHORTING TYPE, 6 POLE | 36 |  | 1 |  | C |  | EACH |  |  |  |  | 8/6/2021 | 8/6/2022 | KEPT4-CRK-0128-0000-1 | 21
823 |  | OP128 CRANK GAGE | MCP | JENOPTIK M2006021-128 CRANK GAGE MCP |  |  |  | RKF 50-3M/NPT | 13 | 21437 | TURCK | 5 | 7/8" RECEPTACLE, 5-PIN FEMALE | 29 |  | 3 | 1 | B |  | EACH | $46.00 | 30 | AS |  | 8/6/2021 | 8/6/2022 | KEPT4-CRK-0128-0000-1 | 21
824 |  | OP128 CRANK GAGE | MCP | JENOPTIK M2006021-128 CRANK GAGE MCP |  |  |  | RKF 5 TB | 8 | 79424 | LUMBERG | 7 | M12 RECEPTACLE, 5-PIN TO TERMINAL BLOCK | 39 |  | 1 | 1 | B |  | EACH | $64.00 | 30 | AS |  | 8/6/2021 | 8/6/2022 | KEPT4-CRK-0128-0000-1 | 21
825 |  | OP128 CRANK GAGE | MCP | JENOPTIK M2006021-128 CRANK GAGE MCP |  |  |  | RJ45S FKSDED-423-3M | 20 | 21437 | TURCK | 5 | RJ45 CORDSET, M12 TO RJ45 | 25 |  | 1 | 1 | B |  | EACH | $142.00 | 30 | AS |  | 8/6/2021 | 8/6/2022 | KEPT4-CRK-0128-0000-1 | 21
826 |  | OP128 CRANK GAGE | HMI | JENOPTIK M2006021-128 CRANK GAGE HMI |  |  |  | 4000-68113-0930000 | 18 | NA - TMS | MURRELEKTRONIK | 14 | CONVENIENCE PANEL, 2 USB | 24 |  | 1 |  | C |  | EACH |  |  |  |  | 8/6/2021 | 8/6/2022 | KEPT4-CRK-0128-0000-1 | 21
827 |  | OP128 CRANK GAGE | HMI | JENOPTIK M2006021-128 CRANK GAGE HMI |  |  |  | ATH30-700 | 9 | 35970 | ICG | 3 | 700mm HANDLE | 12 |  | 2 |  | C |  | EACH |  |  |  |  | 8/6/2021 | 8/6/2022 | KEPT4-CRK-0128-0000-1 | 21
828 |  | OP128 CRANK GAGE | HMI | JENOPTIK M2006021-128 CRANK GAGE HMI |  |  |  | CSMUAA-075M | 11 | 21489 | L-COM | 5 | USB CABLE, TYPE A TO TYPE A, 0.75M | 34 |  | 1 |  | C |  | EACH |  |  |  |  | 8/6/2021 | 8/6/2022 | KEPT4-CRK-0128-0000-1 | 21
829 |  | OP128 CRANK GAGE | HMI | JENOPTIK M2006021-128 CRANK GAGE HMI |  |  |  | 6AV2124-0MC01-0AX0 | 19 | 36224 | SIEMENS | 7 | TP1200 12" HMI, 24VDC | 21 |  | 1 | 1 | A |  | EACH | $2200.00 | 60 | AS |  | 8/6/2021 | 8/6/2022 | KEPT4-CRK-0128-0000-1 | 21
830 |  | OP128 CRANK GAGE | HMI | JENOPTIK M2006021-128 CRANK GAGE HMI |  |  |  | SHW19PTUMDD | 12 | NA - TMS | DYNICS | 6 | DYNICS 18.5" MONITOR, 24VDC | 27 |  | 1 | 1 | B |  | EACH | $1,700.00 | 100 | AS |  | 8/6/2021 | 8/6/2022 | KEPT4-CRK-0128-0000-1 | 21
831 |  | OP128 CRANK GAGE | HMI | JENOPTIK M2006021-128 CRANK GAGE HMI |  |  |  | 800FP-LF7 | 9 | 50341 | ALLEN BRADLEY | 13 | PUSH-BUTTON, ILLUMINATED, FLUSH, WHITE | 38 |  | 2 | 1 | B |  | EACH | $39.00 | 30 | AS |  | 8/6/2021 | 8/6/2022 | KEPT4-CRK-0128-0000-1 | 21
832 |  | OP128 CRANK GAGE | HMI | JENOPTIK M2006021-128 CRANK GAGE HMI |  |  |  | 800FP-SM22 | 10 | 50341 | ALLEN BRADLEY | 13 | SELECTOR SWITCH, 2-POSITION | 27 |  | 1 | 1 | B |  | EACH | $38.00 | 30 | AS |  | 8/6/2021 | 8/6/2022 | KEPT4-CRK-0128-0000-1 | 21
833 |  | OP128 CRANK GAGE | HMI | JENOPTIK M2006021-128 CRANK GAGE HMI |  |  |  | 800FP-LF3 | 9 | 50341 | ALLEN BRADLEY | 13 | PUSH-BUTTON, ILLUMINATED, FLUSH, GREEN | 38 |  | 2 | 1 | B |  | EACH | $39.00 | 30 | AS |  | 8/6/2021 | 8/6/2022 | KEPT4-CRK-0128-0000-1 | 21
834 |  | OP128 CRANK GAGE | HMI | JENOPTIK M2006021-128 CRANK GAGE HMI |  |  |  | 800F-PN3WX10 | 12 | 50341 | ALLEN BRADLEY | 13 | CONTACT BLOCK, WHITE LED, 1 NO | 30 |  | 2 | 1 | B |  | EACH | $119.00 | 30 | AS |  | 8/6/2021 | 8/6/2022 | KEPT4-CRK-0128-0000-1 | 21
835 |  | OP128 CRANK GAGE | HMI | JENOPTIK M2006021-128 CRANK GAGE HMI |  |  |  | 800F-PN3GX10 | 12 | 50341 | ALLEN BRADLEY | 13 | CONTACT BLOCK, GREEN LED, 1 NO | 30 |  | 2 | 1 | B |  | EACH | $119.00 | 30 | AS |  | 8/6/2021 | 8/6/2022 | KEPT4-CRK-0128-0000-1 | 21
836 |  | OP128 CRANK GAGE | HMI | JENOPTIK M2006021-128 CRANK GAGE HMI |  |  |  | 800F-PX21 | 9 | 50341 | ALLEN BRADLEY | 13 | CONTACT BLOCK, 2 NO, 1 NC | 25 |  | 1 | 1 | B |  | EACH | $95.00 | 30 | AS |  | 8/6/2021 | 8/6/2022 | KEPT4-CRK-0128-0000-1 | 21
837 |  | OP128 CRANK GAGE | HMI | JENOPTIK M2006021-128 CRANK GAGE HMI |  |  |  | 22102-122 | 9 | 17945 | REES | 4 | E-STOP PUSH-BUTTON, 22.5mm, LOCKABLE | 36 |  | 1 | 1 | B |  | EACH | $15.00 | 30 | AS |  | 8/6/2021 | 8/6/2022 | KEPT4-CRK-0128-0000-1 | 21
838 |  | OP128 CRANK GAGE | HMI | JENOPTIK M2006021-128 CRANK GAGE HMI |  |  |  | 800F-15YSE112 | 13 | 50341 | ALLEN BRADLEY | 13 | ROUND BACKING PLATE FOR E-STOP | 30 |  | 1 |  | C |  | EACH |  |  |  |  | 8/6/2021 | 8/6/2022 | KEPT4-CRK-0128-0000-1 | 21
839 |  | OP128 CRANK GAGE | HMI | JENOPTIK M2006021-128 CRANK GAGE HMI |  |  |  | FS-278 | 6 | 30336 | JENOPTIK INDUSTRIAL METROLOGY | 29 | PUSH-BUTTON TAGS | 16 |  | 5 |  | C |  | EACH |  |  |  |  | 8/6/2021 | 8/6/2022 | KEPT4-CRK-0128-0000-1 | 21
840 |  | OP128 CRANK GAGE | HMI | JENOPTIK M2006021-128 CRANK GAGE HMI |  |  |  | 1492-DR1 | 8 | 50341 | ALLEN BRADLEY | 13 | DIN RAIL | 8 |  | 1 |  | C |  | EACH |  |  |  |  | 8/6/2021 | 8/6/2022 | KEPT4-CRK-0128-0000-1 | 21
841 |  | OP128 CRANK GAGE | HMI | JENOPTIK M2006021-128 CRANK GAGE HMI |  |  |  | 1492-J4-B | 9 | 50341 | ALLEN BRADLEY | 13 | TERMINAL, BLUE | 14 |  | 27 |  | C |  | EACH |  |  |  |  | 8/6/2021 | 8/6/2022 | KEPT4-CRK-0128-0000-1 | 21
842 |  | OP128 CRANK GAGE | HMI | JENOPTIK M2006021-128 CRANK GAGE HMI |  |  |  | 1492-J4 | 7 | 50341 | ALLEN BRADLEY | 13 | TERMINAL, GREY | 14 |  | 3 |  | C |  | EACH |  |  |  |  | 8/6/2021 | 8/6/2022 | KEPT4-CRK-0128-0000-1 | 21
843 |  | OP128 CRANK GAGE | HMI | JENOPTIK M2006021-128 CRANK GAGE HMI |  |  |  | 1492-EBJ3 | 9 | 50341 | ALLEN BRADLEY | 13 | TERMINAL END BARRIER | 20 |  | 1 |  | C |  | EACH |  |  |  |  | 8/6/2021 | 8/6/2022 | KEPT4-CRK-0128-0000-1 | 21
844 |  | OP128 CRANK GAGE | HMI | JENOPTIK M2006021-128 CRANK GAGE HMI |  |  |  | 1492-CJJ6-4 | 11 | 50341 | ALLEN BRADLEY | 13 | TERMINAL JUMPER, 4-POLE | 23 |  | 2 |  | C |  | EACH |  |  |  |  | 8/6/2021 | 8/6/2022 | KEPT4-CRK-0128-0000-1 | 21
845 |  | OP128 CRANK GAGE | HMI | JENOPTIK M2006021-128 CRANK GAGE HMI |  |  |  | 1492-CJJ6-2 | 11 | 50341 | ALLEN BRADLEY | 13 | TERMINAL JUMPER, 2-POLE | 23 |  | 2 |  | C |  | EACH |  |  |  |  | 8/6/2021 | 8/6/2022 | KEPT4-CRK-0128-0000-1 | 21
846 |  | OP128 CRANK GAGE | HMI | JENOPTIK M2006021-128 CRANK GAGE HMI |  |  |  | 1492-EAJ35 | 10 | 50341 | ALLEN BRADLEY | 13 | END ANCHOR | 10 |  | 2 |  | C |  | EACH |  |  |  |  | 8/6/2021 | 8/6/2022 | KEPT4-CRK-0128-0000-1 | 21
847 |  | OP128 CRANK GAGE | HMI | JENOPTIK M2006021-128 CRANK GAGE HMI |  |  |  | BNI IOL-802-102-Z037 | 20 | 39333 | BALLUFF | 7 | STACKLIGHT, I/O LINK, 5-SEGMENT W/ BUZZER | 41 |  | 1 | 1 | B |  | EACH | $1423.00 | 60 | AS |  | 8/6/2021 | 8/6/2022 | KEPT4-CRK-0128-0000-1 | 21
848 |  | OP128 CRANK GAGE | SETUP | JENOPTIK M2006021-128 CRANK GAGE MEASUREMENT SETP-UP - 666005 |  |  |  | 663935 | 6 | 30336 | JENOPTIK INDUSTRIAL METROLOGY (GERMANY) | 39 | table for measurment | 20 |  | 1 |  | C |  | EACH |  |  |  |  | 8/6/2021 | 8/6/2022 | KEPT4-CRK-0128-0000-1 | 21
849 |  | OP128 CRANK GAGE | SETUP | JENOPTIK M2006021-128 CRANK GAGE MEASUREMENT SETP-UP - 666005 |  |  |  | 10022003 | 8 | 30336 | JENOPTIK INDUSTRIAL METROLOGY (GERMANY) | 39 | column left | 11 |  | 1 |  | C |  | EACH |  |  |  |  | 8/6/2021 | 8/6/2022 | KEPT4-CRK-0128-0000-1 | 21
850 |  | OP128 CRANK GAGE | SETUP | JENOPTIK M2006021-128 CRANK GAGE MEASUREMENT SETP-UP - 666005 |  |  |  | 10022004 | 8 | 30336 | JENOPTIK INDUSTRIAL METROLOGY (GERMANY) | 39 | column right | 12 |  | 1 |  | C |  | EACH |  |  |  |  | 8/6/2021 | 8/6/2022 | KEPT4-CRK-0128-0000-1 | 21
851 |  | OP128 CRANK GAGE | SETUP | JENOPTIK M2006021-128 CRANK GAGE MEASUREMENT SETP-UP - 666005 |  |  |  | 10017927 | 8 | 30336 | JENOPTIK INDUSTRIAL METROLOGY (GERMANY) | 39 | spacer plate | 12 |  | 2 |  | C |  | EACH |  |  |  |  | 8/6/2021 | 8/6/2022 | KEPT4-CRK-0128-0000-1 | 21
852 |  | OP128 CRANK GAGE | SETUP | JENOPTIK M2006021-128 CRANK GAGE MEASUREMENT SETP-UP - 666005 |  |  |  | 10017809 | 8 | 30336 | JENOPTIK INDUSTRIAL METROLOGY (GERMANY) | 39 | guiding rail | 12 |  | 1 |  | C |  | EACH |  |  |  |  | 8/6/2021 | 8/6/2022 | KEPT4-CRK-0128-0000-1 | 21
853 |  | OP128 CRANK GAGE | SETUP | JENOPTIK M2006021-128 CRANK GAGE MEASUREMENT SETP-UP - 666005 |  |  |  | 667944 | 6 | 30336 | JENOPTIK INDUSTRIAL METROLOGY (GERMANY) | 39 | guiding rail | 12 |  | 1 |  | C |  | EACH |  |  |  |  | 8/6/2021 | 8/6/2022 | KEPT4-CRK-0128-0000-1 | 21
854 |  | OP128 CRANK GAGE | SETUP | JENOPTIK M2006021-128 CRANK GAGE MEASUREMENT SETP-UP - 666005 |  |  |  | 667665 | 6 | 30336 | JENOPTIK INDUSTRIAL METROLOGY (GERMANY) | 39 | base body | 9 |  | 1 |  | C |  | EACH |  |  |  |  | 8/6/2021 | 8/6/2022 | KEPT4-CRK-0128-0000-1 | 21
855 |  | OP128 CRANK GAGE | SETUP | JENOPTIK M2006021-128 CRANK GAGE MEASUREMENT SETP-UP - 666005 |  |  |  | 666964 | 6 | 30336 | JENOPTIK INDUSTRIAL METROLOGY (GERMANY) | 39 | measuring block right side | 26 |  | 2 | 1 | A |  | EACH | $2705.00 | 60 | AS |  | 8/6/2021 | 8/6/2022 | KEPT4-CRK-0128-0000-1 | 21
856 |  | OP128 CRANK GAGE | SETUP | JENOPTIK M2006021-128 CRANK GAGE MEASUREMENT SETP-UP - 666005 |  |  |  | 581428 | 6 | 30336 | JENOPTIK INDUSTRIAL METROLOGY (GERMANY) | 39 | flat measuring piece | 20 |  | 2 | 1 | A |  | EACH | $2005.00 | 60 | AS |  | 8/6/2021 | 8/6/2022 | KEPT4-CRK-0128-0000-1 | 21
857 |  | OP128 CRANK GAGE | SETUP | JENOPTIK M2006021-128 CRANK GAGE MEASUREMENT SETP-UP - 666005 |  |  |  | 666967 | 6 | 30336 | JENOPTIK INDUSTRIAL METROLOGY (GERMANY) | 39 | measuring block left side | 25 |  | 2 | 1 | A |  | EACH | $2705.00 | 60 | AS |  | 8/6/2021 | 8/6/2022 | KEPT4-CRK-0128-0000-1 | 21
858 |  | OP128 CRANK GAGE | SETUP | JENOPTIK M2006021-128 CRANK GAGE MEASUREMENT SETP-UP - 666005 |  |  |  | 582387 | 6 | 30336 | JENOPTIK INDUSTRIAL METROLOGY (GERMANY) | 39 | intake | 6 |  | 2 | 1 | B |  | EACH | $330.00 | 60 | AS |  | 8/6/2021 | 8/6/2022 | KEPT4-CRK-0128-0000-1 | 21
859 |  | OP128 CRANK GAGE | SETUP | JENOPTIK M2006021-128 CRANK GAGE MEASUREMENT SETP-UP - 666005 |  |  |  | 581044 | 6 | 30336 | JENOPTIK INDUSTRIAL METROLOGY (GERMANY) | 39 | plate | 5 |  | 2 |  | C |  | EACH |  |  |  |  | 8/6/2021 | 8/6/2022 | KEPT4-CRK-0128-0000-1 | 21
860 |  | OP128 CRANK GAGE | SETUP | JENOPTIK M2006021-128 CRANK GAGE MEASUREMENT SETP-UP - 666005 |  |  |  | 10040126 | 8 | 30336 | JENOPTIK INDUSTRIAL METROLOGY (GERMANY) | 39 | sleeve | 6 |  | 2 |  | C |  | EACH |  |  |  |  | 8/6/2021 | 8/6/2022 | KEPT4-CRK-0128-0000-1 | 21
861 |  | OP128 CRANK GAGE | SETUP | JENOPTIK M2006021-128 CRANK GAGE MEASUREMENT SETP-UP - 666005 |  |  |  | 10040131 | 8 | 30336 | JENOPTIK INDUSTRIAL METROLOGY (GERMANY) | 39 | shaft | 5 |  | 4 |  | C |  | EACH |  |  |  |  | 8/6/2021 | 8/6/2022 | KEPT4-CRK-0128-0000-1 | 21
862 |  | OP128 CRANK GAGE | SETUP | JENOPTIK M2006021-128 CRANK GAGE MEASUREMENT SETP-UP - 666005 |  |  |  | 10040115 | 8 | 30336 | JENOPTIK INDUSTRIAL METROLOGY (GERMANY) | 39 | guide bush | 10 |  | 4 |  | C |  | EACH |  |  |  |  | 8/6/2021 | 8/6/2022 | KEPT4-CRK-0128-0000-1 | 21
863 |  | OP128 CRANK GAGE | SETUP | JENOPTIK M2006021-128 CRANK GAGE MEASUREMENT SETP-UP - 666005 |  |  |  | 10040116 | 8 | 30336 | JENOPTIK INDUSTRIAL METROLOGY (GERMANY) | 39 | ball cage | 9 |  | 4 |  | C |  | EACH |  |  |  |  | 8/6/2021 | 8/6/2022 | KEPT4-CRK-0128-0000-1 | 21
864 |  | OP128 CRANK GAGE | SETUP | JENOPTIK M2006021-128 CRANK GAGE MEASUREMENT SETP-UP - 666005 |  |  |  | ST1277 (657947) | 15 | 37586 | Heidenhain | 10 | Probe ST1277 radial 25-fold Interp / Incremental probe 383973-XX ST 1277 / Measuring length: 12mm / Accuracy class: 1 | 117 |  | 2 | 1 | A |  | EACH | $1,397.00 | 175 | AS |  | 8/6/2021 | 8/6/2022 | KEPT4-CRK-0128-0000-1 | 21
865 |  | OP128 CRANK GAGE | SETUP | JENOPTIK M2006021-128 CRANK GAGE MEASUREMENT SETP-UP - 666005 |  |  |  | SME-926726 (647195) | 19 | 10554 | AMETEK GMBH | 11 | measuring probe AM modified | 27 |  | 4 | 1 | A |  | EACH | $935.00 | 60 | AS |  | 8/6/2021 | 8/6/2022 | KEPT4-CRK-0128-0000-1 | 21
866 |  | OP128 CRANK GAGE | SETUP | JENOPTIK M2006021-128 CRANK GAGE MEASUREMENT SETP-UP - 666005 |  |  |  | AEVC-10-10-A-P188075 | 20 | 43213 | FESTO | 5 | short-stroke cylinder | 21 |  | 2 | 1 | A |  | EACH | $95.00 | 60 | AS |  | 8/6/2021 | 8/6/2022 | KEPT4-CRK-0128-0000-1 | 21
867 |  | OP128 CRANK GAGE | SETUP | JENOPTIK M2006021-128 CRANK GAGE MEASUREMENT SETP-UP - 666005 |  |  |  | M0130301 | 8 | 30336 | JENOPTIK INDUSTRIAL METROLOGY (GERMANY) | 39 | Contact pin P L=5 | 17 |  | 2 | 1 | A |  | EACH | $30.00 | 60 | AS |  | 8/6/2021 | 8/6/2022 | KEPT4-CRK-0128-0000-1 | 21
868 |  | OP128 CRANK GAGE | SETUP | JENOPTIK M2006021-128 CRANK GAGE MEASUREMENT SETP-UP - 666005 |  |  |  | M0130313 | 8 | 30336 | JENOPTIK INDUSTRIAL METROLOGY (GERMANY) | 39 | Gauging bolt HM 3,2 L 5 | 23 |  | 2 | 1 | A |  | EACH | $30.00 | 60 | AS |  | 8/6/2021 | 8/6/2022 | KEPT4-CRK-0128-0000-1 | 21
869 |  | OP128 CRANK GAGE | SETUP | JENOPTIK M2006021-128 CRANK GAGE MEASUREMENT SETP-UP - 666005 |  |  |  | O0334887 | 8 | 30336 | JENOPTIK INDUSTRIAL METROLOGY (GERMANY) | 39 | Clamping bushing K7 | 19 |  | 2 |  | C |  | EACH |  |  |  |  | 8/6/2021 | 8/6/2022 | KEPT4-CRK-0128-0000-1 | 21
870 |  | OP128 CRANK GAGE | SETUP | JENOPTIK M2006021-128 CRANK GAGE MEASUREMENT SETP-UP - 666005 |  |  |  | O0334886 | 8 | 30336 | JENOPTIK INDUSTRIAL METROLOGY (GERMANY) | 39 | Clamping screw K6 | 17 |  | 2 |  | C |  | EACH |  |  |  |  | 8/6/2021 | 8/6/2022 | KEPT4-CRK-0128-0000-1 | 21
871 |  | OP128 CRANK GAGE | SETUP | JENOPTIK M2006021-128 CRANK GAGE MEASUREMENT SETP-UP - 666005 |  |  |  | 581401 | 6 | 30336 | JENOPTIK INDUSTRIAL METROLOGY (GERMANY) | 39 | bracket | 7 |  | 2 |  | C |  | EACH |  |  |  |  | 8/6/2021 | 8/6/2022 | KEPT4-CRK-0128-0000-1 | 21
872 |  | OP128 CRANK GAGE | SETUP | JENOPTIK M2006021-128 CRANK GAGE MEASUREMENT SETP-UP - 666005 |  |  |  | M0130166 | 8 | 30336 | JENOPTIK INDUSTRIAL METROLOGY (GERMANY) | 39 | eyebolt M3 | 10 |  | 2 |  | C |  | EACH |  |  |  |  | 8/6/2021 | 8/6/2022 | KEPT4-CRK-0128-0000-1 | 21
873 |  | OP128 CRANK GAGE | SETUP | JENOPTIK M2006021-128 CRANK GAGE MEASUREMENT SETP-UP - 666005 |  |  |  | Z-017I (566171) | 15 | 30336 | JENOPTIK INDUSTRIAL METROLOGY (GERMANY) | 39 | extension spring Z-017I | 23 |  | 2 | 1 | A |  | EACH | $4.80 | 14 | AS |  | 8/6/2021 | 8/6/2022 | KEPT4-CRK-0128-0000-1 | 21
874 |  | OP128 CRANK GAGE | SETUP | JENOPTIK M2006021-128 CRANK GAGE MEASUREMENT SETP-UP - 666005 |  |  |  | 666911 | 6 | 30336 | JENOPTIK INDUSTRIAL METROLOGY (GERMANY) | 39 | plate | 5 |  | 4 |  | C |  | EACH |  |  |  |  | 8/6/2021 | 8/6/2022 | KEPT4-CRK-0128-0000-1 | 21
875 |  | OP128 CRANK GAGE | SETUP | JENOPTIK M2006021-128 CRANK GAGE MEASUREMENT SETP-UP - 666005 |  |  |  | 582710 | 6 | 30336 | JENOPTIK INDUSTRIAL METROLOGY (GERMANY) | 39 | cable holder | 12 |  | 4 |  | C |  | EACH |  |  |  |  | 8/6/2021 | 8/6/2022 | KEPT4-CRK-0128-0000-1 | 21
876 |  | OP128 CRANK GAGE | SETUP | JENOPTIK M2006021-128 CRANK GAGE MEASUREMENT SETP-UP - 666005 |  |  |  | 666839 | 6 | 30336 | JENOPTIK INDUSTRIAL METROLOGY (GERMANY) | 39 | bracket | 7 |  | 2 |  | C |  | EACH |  |  |  |  | 8/6/2021 | 8/6/2022 | KEPT4-CRK-0128-0000-1 | 21
877 |  | OP128 CRANK GAGE | SETUP | JENOPTIK M2006021-128 CRANK GAGE MEASUREMENT SETP-UP - 666005 |  |  |  | 583793 | 6 | 30336 | JENOPTIK INDUSTRIAL METROLOGY (GERMANY) | 39 | plate | 5 |  | 2 |  | C |  | EACH |  |  |  |  | 8/6/2021 | 8/6/2022 | KEPT4-CRK-0128-0000-1 | 21
878 |  | OP128 CRANK GAGE | SETUP | JENOPTIK M2006021-128 CRANK GAGE MEASUREMENT SETP-UP - 666005 |  |  |  | 583773 | 6 | 30336 | JENOPTIK INDUSTRIAL METROLOGY (GERMANY) | 39 | tool holder | 11 |  | 2 |  | C |  | EACH |  |  |  |  | 8/6/2021 | 8/6/2022 | KEPT4-CRK-0128-0000-1 | 21
879 |  | OP128 CRANK GAGE | SETUP | JENOPTIK M2006021-128 CRANK GAGE MEASUREMENT SETP-UP - 666005 |  |  |  | BES 516-3007-G-E4-C-S4-00,2 | 27 | 39333 | BALLUFF | 7 | inductive sensor | 16 |  | 2 | 1 | A |  | EACH | $311.00 | 60 | AS |  | 8/6/2021 | 8/6/2022 | KEPT4-CRK-0128-0000-1 | 21
880 |  | OP128 CRANK GAGE | SETUP | JENOPTIK M2006021-128 CRANK GAGE MEASUREMENT SETP-UP - 666005 |  |  |  | 666823 | 6 | 30336 | JENOPTIK INDUSTRIAL METROLOGY (GERMANY) | 39 | cable guide | 11 |  | 2 |  | C |  | EACH |  |  |  |  | 8/6/2021 | 8/6/2022 | KEPT4-CRK-0128-0000-1 | 21
881 |  | OP128 CRANK GAGE | SETUP | JENOPTIK M2006021-128 CRANK GAGE MEASUREMENT SETP-UP - 666005 |  |  |  | 652132 | 6 | 30336 | JENOPTIK INDUSTRIAL METROLOGY (GERMANY) | 39 | plate | 5 |  | 4 |  | C |  | EACH |  |  |  |  | 8/6/2021 | 8/6/2022 | KEPT4-CRK-0128-0000-1 | 21
882 |  | OP128 CRANK GAGE | SETUP | JENOPTIK M2006021-128 CRANK GAGE MEASUREMENT SETP-UP - 666005 |  |  |  | 666818 | 6 | 30336 | JENOPTIK INDUSTRIAL METROLOGY (GERMANY) | 39 | socket | 6 |  | 4 |  | C |  | EACH |  |  |  |  | 8/6/2021 | 8/6/2022 | KEPT4-CRK-0128-0000-1 | 21
883 |  | OP128 CRANK GAGE | SETUP | JENOPTIK M2006021-128 CRANK GAGE MEASUREMENT SETP-UP - 666005 |  |  |  | IM061823 | 8 | 30336 | JENOPTIK INDUSTRIAL METROLOGY (GERMANY) | 39 | T-clips for tubes D=4-5 mm | 26 |  | 6 |  | C |  | EACH |  |  |  |  | 8/6/2021 | 8/6/2022 | KEPT4-CRK-0128-0000-1 | 21
884 |  | OP128 CRANK GAGE | SETUP | JENOPTIK M2006021-128 CRANK GAGE MEASUREMENT SETP-UP - 666005 |  |  |  | 666807 | 6 | 30336 | JENOPTIK INDUSTRIAL METROLOGY (GERMANY) | 39 | base body | 9 |  | 1 |  | C |  | EACH |  |  |  |  | 8/6/2021 | 8/6/2022 | KEPT4-CRK-0128-0000-1 | 21
885 |  | OP128 CRANK GAGE | SETUP | JENOPTIK M2006021-128 CRANK GAGE MEASUREMENT SETP-UP - 666005 |  |  |  | 666964 | 6 | 30336 | JENOPTIK INDUSTRIAL METROLOGY (GERMANY) | 39 | measuring block right side | 26 |  | 2 | 1 | A |  | EACH | $2705.00 | 60 | AS |  | 8/6/2021 | 8/6/2022 | KEPT4-CRK-0128-0000-1 | 21
886 |  | OP128 CRANK GAGE | SETUP | JENOPTIK M2006021-128 CRANK GAGE MEASUREMENT SETP-UP - 666005 |  |  |  | 581428 | 6 | 30336 | JENOPTIK INDUSTRIAL METROLOGY (GERMANY) | 39 | flat measuring piece | 20 |  | 2 | 1 | A |  | EACH | $2005.00 | 60 | AS |  | 8/6/2021 | 8/6/2022 | KEPT4-CRK-0128-0000-1 | 21
887 |  | OP128 CRANK GAGE | SETUP | JENOPTIK M2006021-128 CRANK GAGE MEASUREMENT SETP-UP - 666005 |  |  |  | 666967 | 6 | 30336 | JENOPTIK INDUSTRIAL METROLOGY (GERMANY) | 39 | measuring block left side | 25 |  | 2 | 1 | A |  | EACH | $2705.00 | 60 | AS |  | 8/6/2021 | 8/6/2022 | KEPT4-CRK-0128-0000-1 | 21
888 |  | OP128 CRANK GAGE | SETUP | JENOPTIK M2006021-128 CRANK GAGE MEASUREMENT SETP-UP - 666005 |  |  |  | 582387 | 6 | 30336 | JENOPTIK INDUSTRIAL METROLOGY (GERMANY) | 39 | intake | 6 |  | 2 | 1 | B |  | EACH | $330.00 | 60 | AS |  | 8/6/2021 | 8/6/2022 | KEPT4-CRK-0128-0000-1 | 21
889 |  | OP128 CRANK GAGE | SETUP | JENOPTIK M2006021-128 CRANK GAGE MEASUREMENT SETP-UP - 666005 |  |  |  | 581044 | 6 | 30336 | JENOPTIK INDUSTRIAL METROLOGY (GERMANY) | 39 | plate | 5 |  | 2 |  | C |  | EACH |  |  |  |  | 8/6/2021 | 8/6/2022 | KEPT4-CRK-0128-0000-1 | 21
890 |  | OP128 CRANK GAGE | SETUP | JENOPTIK M2006021-128 CRANK GAGE MEASUREMENT SETP-UP - 666005 |  |  |  | 10040126 | 8 | 30336 | JENOPTIK INDUSTRIAL METROLOGY (GERMANY) | 39 | sleeve | 6 |  | 2 |  | C |  | EACH |  |  |  |  | 8/6/2021 | 8/6/2022 | KEPT4-CRK-0128-0000-1 | 21
891 |  | OP128 CRANK GAGE | SETUP | JENOPTIK M2006021-128 CRANK GAGE MEASUREMENT SETP-UP - 666005 |  |  |  | 10040131 | 8 | 30336 | JENOPTIK INDUSTRIAL METROLOGY (GERMANY) | 39 | shaft | 5 |  | 4 |  | C |  | EACH |  |  |  |  | 8/6/2021 | 8/6/2022 | KEPT4-CRK-0128-0000-1 | 21
892 |  | OP128 CRANK GAGE | SETUP | JENOPTIK M2006021-128 CRANK GAGE MEASUREMENT SETP-UP - 666005 |  |  |  | 10040115 | 8 | 30336 | JENOPTIK INDUSTRIAL METROLOGY (GERMANY) | 39 | guide bush | 10 |  | 4 |  | C |  | EACH |  |  |  |  | 8/6/2021 | 8/6/2022 | KEPT4-CRK-0128-0000-1 | 21
893 |  | OP128 CRANK GAGE | SETUP | JENOPTIK M2006021-128 CRANK GAGE MEASUREMENT SETP-UP - 666005 |  |  |  | 10040116 | 8 | 30336 | JENOPTIK INDUSTRIAL METROLOGY (GERMANY) | 39 | ball cage | 9 |  | 4 |  | C |  | EACH |  |  |  |  | 8/6/2021 | 8/6/2022 | KEPT4-CRK-0128-0000-1 | 21
894 |  | OP128 CRANK GAGE | SETUP | JENOPTIK M2006021-128 CRANK GAGE MEASUREMENT SETP-UP - 666005 |  |  |  | ST1277 (657947) | 15 | 37586 | Heidenhain | 10 | Probe ST1277 radial 25-fold Interp / Incremental probe 383973-XX ST 1277 / Measuring length: 12mm / Accuracy class: 1 | 117 |  | 2 | 1 | A |  | EACH | $1,397.00 | 175 | AS |  | 8/6/2021 | 8/6/2022 | KEPT4-CRK-0128-0000-1 | 21
895 |  | OP128 CRANK GAGE | SETUP | JENOPTIK M2006021-128 CRANK GAGE MEASUREMENT SETP-UP - 666005 |  |  |  | SME-926726 (647195) | 19 | 10554 | AMETEK GMBH | 11 | measuring probe AM modified | 27 |  | 4 | 1 | A |  | EACH | $935.00 | 60 | AS |  | 8/6/2021 | 8/6/2022 | KEPT4-CRK-0128-0000-1 | 21
896 |  | OP128 CRANK GAGE | SETUP | JENOPTIK M2006021-128 CRANK GAGE MEASUREMENT SETP-UP - 666005 |  |  |  | AEVC-10-10-A-P188075 | 20 | 43213 | FESTO | 5 | short-stroke cylinder | 21 |  | 3 | 1 | A |  | EACH | $95.00 | 60 | AS |  | 8/6/2021 | 8/6/2022 | KEPT4-CRK-0128-0000-1 | 21
897 |  | OP128 CRANK GAGE | SETUP | JENOPTIK M2006021-128 CRANK GAGE MEASUREMENT SETP-UP - 666005 |  |  |  | M0130301 | 8 | 30336 | JENOPTIK INDUSTRIAL METROLOGY (GERMANY) | 39 | Contact pin P L=5 | 17 |  | 4 | 1 | A |  | EACH | $30.00 | 60 | AS |  | 8/6/2021 | 8/6/2022 | KEPT4-CRK-0128-0000-1 | 21
898 |  | OP128 CRANK GAGE | SETUP | JENOPTIK M2006021-128 CRANK GAGE MEASUREMENT SETP-UP - 666005 |  |  |  | M0130313 | 8 | 30336 | JENOPTIK INDUSTRIAL METROLOGY (GERMANY) | 39 | Gauging bolt HM 3,2 L 5 | 23 |  | 2 | 1 | A |  | EACH | $30.00 | 60 | AS |  | 8/6/2021 | 8/6/2022 | KEPT4-CRK-0128-0000-1 | 21
899 |  | OP128 CRANK GAGE | SETUP | JENOPTIK M2006021-128 CRANK GAGE MEASUREMENT SETP-UP - 666005 |  |  |  | 693-2Z | 6 | 84949 | SKF | 3 | deep groove ball bearing 693-2Z | 31 |  | 2 | 1 | A |  | EACH | $55.00 | 60 | AS |  | 8/6/2021 | 8/6/2022 | KEPT4-CRK-0128-0000-1 | 21
900 |  | OP128 CRANK GAGE | SETUP | JENOPTIK M2006021-128 CRANK GAGE MEASUREMENT SETP-UP - 666005 |  |  |  | O0334887 | 8 | 30336 | JENOPTIK INDUSTRIAL METROLOGY (GERMANY) | 39 | Clamping bushing K7 | 19 |  | 4 |  | C |  | EACH |  |  |  |  | 8/6/2021 | 8/6/2022 | KEPT4-CRK-0128-0000-1 | 21
901 |  | OP128 CRANK GAGE | SETUP | JENOPTIK M2006021-128 CRANK GAGE MEASUREMENT SETP-UP - 666005 |  |  |  | O0334886 | 8 | 30336 | JENOPTIK INDUSTRIAL METROLOGY (GERMANY) | 39 | Clamping screw K6 | 17 |  | 4 |  | C |  | EACH |  |  |  |  | 8/6/2021 | 8/6/2022 | KEPT4-CRK-0128-0000-1 | 21
902 |  | OP128 CRANK GAGE | SETUP | JENOPTIK M2006021-128 CRANK GAGE MEASUREMENT SETP-UP - 666005 |  |  |  | 581401 | 6 | 30336 | JENOPTIK INDUSTRIAL METROLOGY (GERMANY) | 39 | bracket | 7 |  | 2 |  | C |  | EACH |  |  |  |  | 8/6/2021 | 8/6/2022 | KEPT4-CRK-0128-0000-1 | 21
903 |  | OP128 CRANK GAGE | SETUP | JENOPTIK M2006021-128 CRANK GAGE MEASUREMENT SETP-UP - 666005 |  |  |  | M0130166 | 8 | 30336 | JENOPTIK INDUSTRIAL METROLOGY (GERMANY) | 39 | eyebolt M3 | 10 |  | 2 |  | C |  | EACH |  |  |  |  | 8/6/2021 | 8/6/2022 | KEPT4-CRK-0128-0000-1 | 21
904 |  | OP128 CRANK GAGE | SETUP | JENOPTIK M2006021-128 CRANK GAGE MEASUREMENT SETP-UP - 666005 |  |  |  | Z-017I (566171) | 15 | 30336 | JENOPTIK INDUSTRIAL METROLOGY (GERMANY) | 39 | extension spring Z-017I | 23 |  | 2 | 1 | A |  | EACH | $4.80 | 14 | AS |  | 8/6/2021 | 8/6/2022 | KEPT4-CRK-0128-0000-1 | 21
905 |  | OP128 CRANK GAGE | SETUP | JENOPTIK M2006021-128 CRANK GAGE MEASUREMENT SETP-UP - 666005 |  |  |  | 666911 | 6 | 30336 | JENOPTIK INDUSTRIAL METROLOGY (GERMANY) | 39 | plate | 5 |  | 4 |  | C |  | EACH |  |  |  |  | 8/6/2021 | 8/6/2022 | KEPT4-CRK-0128-0000-1 | 21
906 |  | OP128 CRANK GAGE | SETUP | JENOPTIK M2006021-128 CRANK GAGE MEASUREMENT SETP-UP - 666005 |  |  |  | 582710 | 6 | 30336 | JENOPTIK INDUSTRIAL METROLOGY (GERMANY) | 39 | cable holder | 12 |  | 4 |  | C |  | EACH |  |  |  |  | 8/6/2021 | 8/6/2022 | KEPT4-CRK-0128-0000-1 | 21
907 |  | OP128 CRANK GAGE | SETUP | JENOPTIK M2006021-128 CRANK GAGE MEASUREMENT SETP-UP - 666005 |  |  |  | 667424 | 6 | 30336 | JENOPTIK INDUSTRIAL METROLOGY (GERMANY) | 39 | spreader | 8 |  | 1 |  | C |  | EACH |  |  |  |  | 8/6/2021 | 8/6/2022 | KEPT4-CRK-0128-0000-1 | 21
908 |  | OP128 CRANK GAGE | SETUP | JENOPTIK M2006021-128 CRANK GAGE MEASUREMENT SETP-UP - 666005 |  |  |  | 582610 | 6 | 30336 | JENOPTIK INDUSTRIAL METROLOGY (GERMANY) | 39 | bracket | 7 |  | 1 |  | C |  | EACH |  |  |  |  | 8/6/2021 | 8/6/2022 | KEPT4-CRK-0128-0000-1 | 21
909 |  | OP128 CRANK GAGE | SETUP | JENOPTIK M2006021-128 CRANK GAGE MEASUREMENT SETP-UP - 666005 |  |  |  | 582649 | 6 | 30336 | JENOPTIK INDUSTRIAL METROLOGY (GERMANY) | 39 | thread bolt | 11 |  | 4 |  | C |  | EACH |  |  |  |  | 8/6/2021 | 8/6/2022 | KEPT4-CRK-0128-0000-1 | 21
910 |  | OP128 CRANK GAGE | SETUP | JENOPTIK M2006021-128 CRANK GAGE MEASUREMENT SETP-UP - 666005 |  |  |  | D-075C (668072) | 15 | 30336 | JENOPTIK INDUSTRIAL METROLOGY (GERMANY) | 39 | pressure spring D-075C | 22 |  | 2 | 1 | A |  | EACH | $4.80 | 14 | AS |  | 8/6/2021 | 8/6/2022 | KEPT4-CRK-0128-0000-1 | 21
911 |  | OP128 CRANK GAGE | SETUP | JENOPTIK M2006021-128 CRANK GAGE MEASUREMENT SETP-UP - 666005 |  |  |  | 10070717 | 8 | 30336 | JENOPTIK INDUSTRIAL METROLOGY (GERMANY) | 39 | Sliding bush | 12 |  | 2 |  | C |  | EACH |  |  |  |  | 8/6/2021 | 8/6/2022 | KEPT4-CRK-0128-0000-1 | 21
912 |  | OP128 CRANK GAGE | SETUP | JENOPTIK M2006021-128 CRANK GAGE MEASUREMENT SETP-UP - 666005 |  |  |  | 594551 | 6 | 30336 | JENOPTIK INDUSTRIAL METROLOGY (GERMANY) | 39 | bearing pin | 11 |  | 1 | 1 | A |  | EACH | $390.00 | 60 | AS |  | 8/6/2021 | 8/6/2022 | KEPT4-CRK-0128-0000-1 | 21
913 |  | OP128 CRANK GAGE | SETUP | JENOPTIK M2006021-128 CRANK GAGE MEASUREMENT SETP-UP - 666005 |  |  |  | 10070740 | 8 | 30336 | JENOPTIK INDUSTRIAL METROLOGY (GERMANY) | 39 | bearing pin | 11 |  | 2 | 1 | A |  | EACH | $80.00 | 60 | AS |  | 8/6/2021 | 8/6/2022 | KEPT4-CRK-0128-0000-1 | 21
914 |  | OP128 CRANK GAGE | SETUP | JENOPTIK M2006021-128 CRANK GAGE MEASUREMENT SETP-UP - 666005 |  |  |  | M0132269 | 8 | 30336 | JENOPTIK INDUSTRIAL METROLOGY (GERMANY) | 39 | Contact tip K L=6 | 17 |  | 2 | 1 | A |  | EACH | $45.00 | 60 | AS |  | 8/6/2021 | 8/6/2022 | KEPT4-CRK-0128-0000-1 | 21
915 |  | OP128 CRANK GAGE | SETUP | JENOPTIK M2006021-128 CRANK GAGE MEASUREMENT SETP-UP - 666005 |  |  |  | 666839 | 6 | 30336 | JENOPTIK INDUSTRIAL METROLOGY (GERMANY) | 39 | bracket | 7 |  | 2 |  | C |  | EACH |  |  |  |  | 8/6/2021 | 8/6/2022 | KEPT4-CRK-0128-0000-1 | 21
916 |  | OP128 CRANK GAGE | SETUP | JENOPTIK M2006021-128 CRANK GAGE MEASUREMENT SETP-UP - 666005 |  |  |  | 583793 | 6 | 30336 | JENOPTIK INDUSTRIAL METROLOGY (GERMANY) | 39 | plate | 5 |  | 2 |  | C |  | EACH |  |  |  |  | 8/6/2021 | 8/6/2022 | KEPT4-CRK-0128-0000-1 | 21
917 |  | OP128 CRANK GAGE | SETUP | JENOPTIK M2006021-128 CRANK GAGE MEASUREMENT SETP-UP - 666005 |  |  |  | 583773 | 6 | 30336 | JENOPTIK INDUSTRIAL METROLOGY (GERMANY) | 39 | tool holder | 11 |  | 3 |  | C |  | EACH |  |  |  |  | 8/6/2021 | 8/6/2022 | KEPT4-CRK-0128-0000-1 | 21
918 |  | OP128 CRANK GAGE | SETUP | JENOPTIK M2006021-128 CRANK GAGE MEASUREMENT SETP-UP - 666005 |  |  |  | BES 516-3007-G-E4-C-S4-00,2 | 27 | 39333 | BALLUFF | 7 | inductive sensor | 16 |  | 3 | 1 | A |  | EACH | $311.00 | 60 | AS |  | 8/6/2021 | 8/6/2022 | KEPT4-CRK-0128-0000-1 | 21
919 |  | OP128 CRANK GAGE | SETUP | JENOPTIK M2006021-128 CRANK GAGE MEASUREMENT SETP-UP - 666005 |  |  |  | 666823 | 6 | 30336 | JENOPTIK INDUSTRIAL METROLOGY (GERMANY) | 39 | cable guide | 11 |  | 2 |  | C |  | EACH |  |  |  |  | 8/6/2021 | 8/6/2022 | KEPT4-CRK-0128-0000-1 | 21
920 |  | OP128 CRANK GAGE | SETUP | JENOPTIK M2006021-128 CRANK GAGE MEASUREMENT SETP-UP - 666005 |  |  |  | 652132 | 6 | 30336 | JENOPTIK INDUSTRIAL METROLOGY (GERMANY) | 39 | plate | 5 |  | 4 |  | C |  | EACH |  |  |  |  | 8/6/2021 | 8/6/2022 | KEPT4-CRK-0128-0000-1 | 21
921 |  | OP128 CRANK GAGE | SETUP | JENOPTIK M2006021-128 CRANK GAGE MEASUREMENT SETP-UP - 666005 |  |  |  | 666818 | 6 | 30336 | JENOPTIK INDUSTRIAL METROLOGY (GERMANY) | 39 | socket | 6 |  | 4 |  | C |  | EACH |  |  |  |  | 8/6/2021 | 8/6/2022 | KEPT4-CRK-0128-0000-1 | 21
922 |  | OP128 CRANK GAGE | SETUP | JENOPTIK M2006021-128 CRANK GAGE MEASUREMENT SETP-UP - 666005 |  |  |  | HW 901 | 6 | NA - TMS | TESA S.A. Renens | 16 | Probe HW 901 measuring force1N | 30 |  | 2 | 1 | A |  | EACH | $605.00 | 60 | AS |  | 8/6/2021 | 8/6/2022 | KEPT4-CRK-0128-0000-1 | 21
923 |  | OP128 CRANK GAGE | SETUP | JENOPTIK M2006021-128 CRANK GAGE MEASUREMENT SETP-UP - 666005 |  |  |  | 669307 | 6 | 30336 | JENOPTIK INDUSTRIAL METROLOGY (GERMANY) | 39 | measuring lever D101 | 20 |  | 1 | 1 | A |  | EACH | $140.00 | 60 | AS |  | 8/6/2021 | 8/6/2022 | KEPT4-CRK-0128-0000-1 | 21
924 |  | OP128 CRANK GAGE | SETUP | JENOPTIK M2006021-128 CRANK GAGE MEASUREMENT SETP-UP - 666005 |  |  |  | 669300 | 6 | 30336 | JENOPTIK INDUSTRIAL METROLOGY (GERMANY) | 39 | measuring lever D97 | 19 |  | 1 | 1 | A |  | EACH | $140.00 | 60 | AS |  | 8/6/2021 | 8/6/2022 | KEPT4-CRK-0128-0000-1 | 21
925 |  | OP128 CRANK GAGE | SETUP | JENOPTIK M2006021-128 CRANK GAGE MEASUREMENT SETP-UP - 666005 |  |  |  | 669320 | 6 | 30336 | JENOPTIK INDUSTRIAL METROLOGY (GERMANY) | 39 | measuring tip | 13 |  | 2 | 1 | A |  | EACH | $140.00 | 60 | AS |  | 8/6/2021 | 8/6/2022 | KEPT4-CRK-0128-0000-1 | 21
926 |  | OP128 CRANK GAGE | SETUP | JENOPTIK M2006021-128 CRANK GAGE MEASUREMENT SETP-UP - 666005 |  |  |  | 667392 | 6 | 30336 | JENOPTIK INDUSTRIAL METROLOGY (GERMANY) | 39 | probe holder | 12 |  | 1 |  | C |  | EACH |  |  |  |  | 8/6/2021 | 8/6/2022 | KEPT4-CRK-0128-0000-1 | 21
927 |  | OP128 CRANK GAGE | SETUP | JENOPTIK M2006021-128 CRANK GAGE MEASUREMENT SETP-UP - 666005 |  |  |  | 669272 | 6 | 30336 | JENOPTIK INDUSTRIAL METROLOGY (GERMANY) | 39 | counter plate | 13 |  | 1 |  | C |  | EACH |  |  |  |  | 8/6/2021 | 8/6/2022 | KEPT4-CRK-0128-0000-1 | 21
928 |  | OP128 CRANK GAGE | SETUP | JENOPTIK M2006021-128 CRANK GAGE MEASUREMENT SETP-UP - 666005 |  |  |  | IM061823 | 8 | 30336 | JENOPTIK INDUSTRIAL METROLOGY (GERMANY) | 39 | T-clips for tubes D=4-5 mm | 26 |  | 6 |  | C |  | EACH |  |  |  |  | 8/6/2021 | 8/6/2022 | KEPT4-CRK-0128-0000-1 | 21
929 |  | OP128 CRANK GAGE | SETUP | JENOPTIK M2006021-128 CRANK GAGE MEASUREMENT SETP-UP - 666005 |  |  |  | 666175 | 6 | 30336 | JENOPTIK INDUSTRIAL METROLOGY (GERMANY) | 39 | carrier plate | 13 |  | 1 |  | C |  | EACH |  |  |  |  | 8/6/2021 | 8/6/2022 | KEPT4-CRK-0128-0000-1 | 21
930 |  | OP128 CRANK GAGE | SETUP | JENOPTIK M2006021-128 CRANK GAGE MEASUREMENT SETP-UP - 666005 |  |  |  | 10049952 | 8 | 30336 | JENOPTIK INDUSTRIAL METROLOGY (GERMANY) | 39 | mounting block | 14 |  | 1 |  | C |  | EACH |  |  |  |  | 8/6/2021 | 8/6/2022 | KEPT4-CRK-0128-0000-1 | 21
931 |  | OP128 CRANK GAGE | SETUP | JENOPTIK M2006021-128 CRANK GAGE MEASUREMENT SETP-UP - 666005 |  |  |  | 666255 | 6 | 30336 | JENOPTIK INDUSTRIAL METROLOGY (GERMANY) | 39 | base body | 9 |  | 1 |  | C |  | EACH |  |  |  |  | 8/6/2021 | 8/6/2022 | KEPT4-CRK-0128-0000-1 | 21
932 |  | OP128 CRANK GAGE | SETUP | JENOPTIK M2006021-128 CRANK GAGE MEASUREMENT SETP-UP - 666005 |  |  |  | 669395 | 6 | 30336 | JENOPTIK INDUSTRIAL METROLOGY (GERMANY) | 39 | base body | 9 |  | 1 |  | C |  | EACH |  |  |  |  | 8/6/2021 | 8/6/2022 | KEPT4-CRK-0128-0000-1 | 21
933 |  | OP128 CRANK GAGE | SETUP | JENOPTIK M2006021-128 CRANK GAGE MEASUREMENT SETP-UP - 666005 |  |  |  | 666279 | 6 | 30336 | JENOPTIK INDUSTRIAL METROLOGY (GERMANY) | 39 | ledge short | 11 |  | 2 |  | C |  | EACH |  |  |  |  | 8/6/2021 | 8/6/2022 | KEPT4-CRK-0128-0000-1 | 21
934 |  | OP128 CRANK GAGE | SETUP | JENOPTIK M2006021-128 CRANK GAGE MEASUREMENT SETP-UP - 666005 |  |  |  | 10006845 | 8 | 30336 | JENOPTIK INDUSTRIAL METROLOGY (GERMANY) | 39 | Plate spring | 12 |  | 2 | 1 | A |  | EACH | $60.00 | 60 | AS |  | 8/6/2021 | 8/6/2022 | KEPT4-CRK-0128-0000-1 | 21
935 |  | OP128 CRANK GAGE | SETUP | JENOPTIK M2006021-128 CRANK GAGE MEASUREMENT SETP-UP - 666005 |  |  |  | 10006844 | 8 | 30336 | JENOPTIK INDUSTRIAL METROLOGY (GERMANY) | 39 | ledge | 5 |  | 4 |  | C |  | EACH |  |  |  |  | 8/6/2021 | 8/6/2022 | KEPT4-CRK-0128-0000-1 | 21
936 |  | OP128 CRANK GAGE | SETUP | JENOPTIK M2006021-128 CRANK GAGE MEASUREMENT SETP-UP - 666005 |  |  |  | 10040944 | 8 | 30336 | JENOPTIK INDUSTRIAL METROLOGY (GERMANY) | 39 | measuring block right | 21 |  | 2 | 1 | A |  | EACH | $105.00 | 60 | AS |  | 8/6/2021 | 8/6/2022 | KEPT4-CRK-0128-0000-1 | 21
937 |  | OP128 CRANK GAGE | SETUP | JENOPTIK M2006021-128 CRANK GAGE MEASUREMENT SETP-UP - 666005 |  |  |  | 664102 | 6 | 30336 | JENOPTIK INDUSTRIAL METROLOGY (GERMANY) | 39 | measuring piece | 15 |  | 1 | 1 | A |  | EACH | $345.00 | 60 | AS |  | 8/6/2021 | 8/6/2022 | KEPT4-CRK-0128-0000-1 | 21
938 |  | OP128 CRANK GAGE | SETUP | JENOPTIK M2006021-128 CRANK GAGE MEASUREMENT SETP-UP - 666005 |  |  |  | 664110 | 6 | 30336 | JENOPTIK INDUSTRIAL METROLOGY (GERMANY) | 39 | measuring piece | 15 |  | 1 | 1 | A |  | EACH | $285.00 | 60 | AS |  | 8/6/2021 | 8/6/2022 | KEPT4-CRK-0128-0000-1 | 21
939 |  | OP128 CRANK GAGE | SETUP | JENOPTIK M2006021-128 CRANK GAGE MEASUREMENT SETP-UP - 666005 |  |  |  | 666304 | 6 | 30336 | JENOPTIK INDUSTRIAL METROLOGY (GERMANY) | 39 | ledge long | 10 |  | 4 |  | C |  | EACH |  |  |  |  | 8/6/2021 | 8/6/2022 | KEPT4-CRK-0128-0000-1 | 21
940 |  | OP128 CRANK GAGE | SETUP | JENOPTIK M2006021-128 CRANK GAGE MEASUREMENT SETP-UP - 666005 |  |  |  | 666314 | 6 | 30336 | JENOPTIK INDUSTRIAL METROLOGY (GERMANY) | 39 | counter plate | 13 |  | 2 |  | C |  | EACH |  |  |  |  | 8/6/2021 | 8/6/2022 | KEPT4-CRK-0128-0000-1 | 21
941 |  | OP128 CRANK GAGE | SETUP | JENOPTIK M2006021-128 CRANK GAGE MEASUREMENT SETP-UP - 666005 |  |  |  | 10006847 | 8 | 30336 | JENOPTIK INDUSTRIAL METROLOGY (GERMANY) | 39 | Threaded bolts for compression spring | 37 |  | 2 |  | C |  | EACH |  |  |  |  | 8/6/2021 | 8/6/2022 | KEPT4-CRK-0128-0000-1 | 21
942 |  | OP128 CRANK GAGE | SETUP | JENOPTIK M2006021-128 CRANK GAGE MEASUREMENT SETP-UP - 666005 |  |  |  | D-026R-02 (10006849) | 20 | 30336 | JENOPTIK INDUSTRIAL METROLOGY (GERMANY) | 39 | pressure spring D-026R-02 | 25 |  | 2 | 1 | A |  | EACH | $15.00 | 21 | AS |  | 8/6/2021 | 8/6/2022 | KEPT4-CRK-0128-0000-1 | 21
943 |  | OP128 CRANK GAGE | SETUP | JENOPTIK M2006021-128 CRANK GAGE MEASUREMENT SETP-UP - 666005 |  |  |  | M0130301 | 8 | 30336 | JENOPTIK INDUSTRIAL METROLOGY (GERMANY) | 39 | Contact pin P L=5 | 17 |  | 12 | 1 | A |  | EACH | $30.00 | 60 | AS |  | 8/6/2021 | 8/6/2022 | KEPT4-CRK-0128-0000-1 | 21
944 |  | OP128 CRANK GAGE | SETUP | JENOPTIK M2006021-128 CRANK GAGE MEASUREMENT SETP-UP - 666005 |  |  |  | HW 901 | 6 | NA - TMS | TESA S.A. Renens | 16 | Probe HW 901 measuring force1N | 30 |  | 2 | 1 | A |  | EACH | $605.00 | 60 | AS |  | 8/6/2021 | 8/6/2022 | KEPT4-CRK-0128-0000-1 | 21
945 |  | OP128 CRANK GAGE | SETUP | JENOPTIK M2006021-128 CRANK GAGE MEASUREMENT SETP-UP - 666005 |  |  |  | O0334887 | 8 | 30336 | JENOPTIK INDUSTRIAL METROLOGY (GERMANY) | 39 | Clamping bushing K7 | 19 |  | 2 |  | C |  | EACH |  |  |  |  | 8/6/2021 | 8/6/2022 | KEPT4-CRK-0128-0000-1 | 21
946 |  | OP128 CRANK GAGE | SETUP | JENOPTIK M2006021-128 CRANK GAGE MEASUREMENT SETP-UP - 666005 |  |  |  | O0334886 | 8 | 30336 | JENOPTIK INDUSTRIAL METROLOGY (GERMANY) | 39 | Clamping screw K6 | 17 |  | 2 |  | C |  | EACH |  |  |  |  | 8/6/2021 | 8/6/2022 | KEPT4-CRK-0128-0000-1 | 21
947 |  | OP128 CRANK GAGE | SETUP | JENOPTIK M2006021-128 CRANK GAGE MEASUREMENT SETP-UP - 666005 |  |  |  | 666550 | 6 | 30336 | JENOPTIK INDUSTRIAL METROLOGY (GERMANY) | 39 | carrier plate | 13 |  | 1 |  | C |  | EACH |  |  |  |  | 8/6/2021 | 8/6/2022 | KEPT4-CRK-0128-0000-1 | 21
948 |  | OP128 CRANK GAGE | SETUP | JENOPTIK M2006021-128 CRANK GAGE MEASUREMENT SETP-UP - 666005 |  |  |  | 10049952 | 8 | 30336 | JENOPTIK INDUSTRIAL METROLOGY (GERMANY) | 39 | mounting block | 14 |  | 1 |  | C |  | EACH |  |  |  |  | 8/6/2021 | 8/6/2022 | KEPT4-CRK-0128-0000-1 | 21
949 |  | OP128 CRANK GAGE | SETUP | JENOPTIK M2006021-128 CRANK GAGE MEASUREMENT SETP-UP - 666005 |  |  |  | 666709 | 6 | 30336 | JENOPTIK INDUSTRIAL METROLOGY (GERMANY) | 39 | base body | 9 |  | 1 |  | C |  | EACH |  |  |  |  | 8/6/2021 | 8/6/2022 | KEPT4-CRK-0128-0000-1 | 21
950 |  | OP128 CRANK GAGE | SETUP | JENOPTIK M2006021-128 CRANK GAGE MEASUREMENT SETP-UP - 666005 |  |  |  | 666279 | 6 | 30336 | JENOPTIK INDUSTRIAL METROLOGY (GERMANY) | 39 | ledge short | 11 |  | 1 |  | C |  | EACH |  |  |  |  | 8/6/2021 | 8/6/2022 | KEPT4-CRK-0128-0000-1 | 21
951 |  | OP128 CRANK GAGE | SETUP | JENOPTIK M2006021-128 CRANK GAGE MEASUREMENT SETP-UP - 666005 |  |  |  | 10006845 | 8 | 30336 | JENOPTIK INDUSTRIAL METROLOGY (GERMANY) | 39 | Plate spring | 12 |  | 1 | 1 | A |  | EACH | $60.00 | 60 | AS |  | 8/6/2021 | 8/6/2022 | KEPT4-CRK-0128-0000-1 | 21
952 |  | OP128 CRANK GAGE | SETUP | JENOPTIK M2006021-128 CRANK GAGE MEASUREMENT SETP-UP - 666005 |  |  |  | 10006844 | 8 | 30336 | JENOPTIK INDUSTRIAL METROLOGY (GERMANY) | 39 | ledge | 5 |  | 2 |  | C |  | EACH |  |  |  |  | 8/6/2021 | 8/6/2022 | KEPT4-CRK-0128-0000-1 | 21
953 |  | OP128 CRANK GAGE | SETUP | JENOPTIK M2006021-128 CRANK GAGE MEASUREMENT SETP-UP - 666005 |  |  |  | 10040944 | 8 | 30336 | JENOPTIK INDUSTRIAL METROLOGY (GERMANY) | 39 | measuring block right | 21 |  | 1 | 1 | A |  | EACH | $105.00 | 60 | AS |  | 8/6/2021 | 8/6/2022 | KEPT4-CRK-0128-0000-1 | 21
954 |  | OP128 CRANK GAGE | SETUP | JENOPTIK M2006021-128 CRANK GAGE MEASUREMENT SETP-UP - 666005 |  |  |  | 664110 | 6 | 30336 | JENOPTIK INDUSTRIAL METROLOGY (GERMANY) | 39 | measuring piece | 15 |  | 1 | 1 | A |  | EACH | $285.00 | 60 | AS |  | 8/6/2021 | 8/6/2022 | KEPT4-CRK-0128-0000-1 | 21
955 |  | OP128 CRANK GAGE | SETUP | JENOPTIK M2006021-128 CRANK GAGE MEASUREMENT SETP-UP - 666005 |  |  |  | 666304 | 6 | 30336 | JENOPTIK INDUSTRIAL METROLOGY (GERMANY) | 39 | ledge long | 10 |  | 2 |  | C |  | EACH |  |  |  |  | 8/6/2021 | 8/6/2022 | KEPT4-CRK-0128-0000-1 | 21
956 |  | OP128 CRANK GAGE | SETUP | JENOPTIK M2006021-128 CRANK GAGE MEASUREMENT SETP-UP - 666005 |  |  |  | 666314 | 6 | 30336 | JENOPTIK INDUSTRIAL METROLOGY (GERMANY) | 39 | counter plate | 13 |  | 1 |  | C |  | EACH |  |  |  |  | 8/6/2021 | 8/6/2022 | KEPT4-CRK-0128-0000-1 | 21
957 |  | OP128 CRANK GAGE | SETUP | JENOPTIK M2006021-128 CRANK GAGE MEASUREMENT SETP-UP - 666005 |  |  |  | 10006847 | 8 | 30336 | JENOPTIK INDUSTRIAL METROLOGY (GERMANY) | 39 | Threaded bolts for compression spring | 37 |  | 1 |  | C |  | EACH |  |  |  |  | 8/6/2021 | 8/6/2022 | KEPT4-CRK-0128-0000-1 | 21
958 |  | OP128 CRANK GAGE | SETUP | JENOPTIK M2006021-128 CRANK GAGE MEASUREMENT SETP-UP - 666005 |  |  |  | D-026R-02 (10006849) | 20 | 30336 | JENOPTIK INDUSTRIAL METROLOGY (GERMANY) | 39 | pressure spring D-026R-02 | 25 |  | 1 | 1 | A |  | EACH | $15.00 | 21 | AS |  | 8/6/2021 | 8/6/2022 | KEPT4-CRK-0128-0000-1 | 21
959 |  | OP128 CRANK GAGE | SETUP | JENOPTIK M2006021-128 CRANK GAGE MEASUREMENT SETP-UP - 666005 |  |  |  | M0130301 | 8 | 30336 | JENOPTIK INDUSTRIAL METROLOGY (GERMANY) | 39 | Contact pin P L=5 | 17 |  | 1 | 1 | A |  | EACH | $30.00 | 60 | AS |  | 8/6/2021 | 8/6/2022 | KEPT4-CRK-0128-0000-1 | 21
960 |  | OP128 CRANK GAGE | SETUP | JENOPTIK M2006021-128 CRANK GAGE MEASUREMENT SETP-UP - 666005 |  |  |  | HW 901 | 6 | NA - TMS | TESA S.A. Renens | 16 | Probe HW 901 measuring force1N | 30 |  | 1 | 1 | A |  | EACH | $605.00 | 60 | AS |  | 8/6/2021 | 8/6/2022 | KEPT4-CRK-0128-0000-1 | 21
961 |  | OP128 CRANK GAGE | SETUP | JENOPTIK M2006021-128 CRANK GAGE MEASUREMENT SETP-UP - 666005 |  |  |  | O0334887 | 8 | 30336 | JENOPTIK INDUSTRIAL METROLOGY (GERMANY) | 39 | Clamping bushing K7 | 19 |  | 1 |  | C |  | EACH |  |  |  |  | 8/6/2021 | 8/6/2022 | KEPT4-CRK-0128-0000-1 | 21
962 |  | OP128 CRANK GAGE | SETUP | JENOPTIK M2006021-128 CRANK GAGE MEASUREMENT SETP-UP - 666005 |  |  |  | O0334886 | 8 | 30336 | JENOPTIK INDUSTRIAL METROLOGY (GERMANY) | 39 | Clamping screw K6 | 17 |  | 1 |  | C |  | EACH |  |  |  |  | 8/6/2021 | 8/6/2022 | KEPT4-CRK-0128-0000-1 | 21
963 |  | OP128 CRANK GAGE | SETUP | JENOPTIK M2006021-128 CRANK GAGE MEASUREMENT SETP-UP - 666005 |  |  |  | O0334887 | 8 | 30336 | JENOPTIK INDUSTRIAL METROLOGY (GERMANY) | 39 | Clamping bushing K7 | 19 |  | 4 |  | C |  | EACH |  |  |  |  | 8/6/2021 | 8/6/2022 | KEPT4-CRK-0128-0000-1 | 21
964 |  | OP128 CRANK GAGE | SETUP | JENOPTIK M2006021-128 CRANK GAGE MEASUREMENT SETP-UP - 666005 |  |  |  | O0334886 | 8 | 30336 | JENOPTIK INDUSTRIAL METROLOGY (GERMANY) | 39 | Clamping screw K6 | 17 |  | 4 |  | C |  | EACH |  |  |  |  | 8/6/2021 | 8/6/2022 | KEPT4-CRK-0128-0000-1 | 21
965 |  | OP128 CRANK GAGE | SETUP | JENOPTIK M2006021-128 CRANK GAGE MEASUREMENT SETP-UP - 666005 |  |  |  | Z-031I | 6 | NA - TMS | Gutekunst + Co. KG | 18 | Tension spring Z-031I | 21 |  | 2 | 1 | A |  | EACH | $10.00 | 60 | AS |  | 8/6/2021 | 8/6/2022 | KEPT4-CRK-0128-0000-1 | 21
966 |  | OP128 CRANK GAGE | SETUP | JENOPTIK M2006021-128 CRANK GAGE MEASUREMENT SETP-UP - 666005 |  |  |  | Z-049 I | 7 | NA - TMS | Gutekunst + Co. KG | 18 | spring Z-049 I | 14 |  | 2 | 1 | A |  | EACH | $10.00 | 60 | AS |  | 8/6/2021 | 8/6/2022 | KEPT4-CRK-0128-0000-1 | 21
967 |  | OP128 CRANK GAGE | SETUP | JENOPTIK M2006021-128 CRANK GAGE MEASUREMENT SETP-UP - 666005 |  |  |  | 10025133 | 8 | 30336 | JENOPTIK INDUSTRIAL METROLOGY (GERMANY) | 39 | base body | 9 |  | 1 |  | C |  | EACH |  |  |  |  | 8/6/2021 | 8/6/2022 | KEPT4-CRK-0128-0000-1 | 21
968 |  | OP128 CRANK GAGE | SETUP | JENOPTIK M2006021-128 CRANK GAGE MEASUREMENT SETP-UP - 666005 |  |  |  | 162011 | 6 | 30336 | JENOPTIK INDUSTRIAL METROLOGY (GERMANY) | 39 | measuring lever | 15 |  | 1 | 1 | A |  | EACH | $165.00 | 60 | AS |  | 8/6/2021 | 8/6/2022 | KEPT4-CRK-0128-0000-1 | 21
969 |  | OP128 CRANK GAGE | SETUP | JENOPTIK M2006021-128 CRANK GAGE MEASUREMENT SETP-UP - 666005 |  |  |  | 162012 | 6 | 30336 | JENOPTIK INDUSTRIAL METROLOGY (GERMANY) | 39 | measuring lever | 15 |  | 1 | 1 | A |  | EACH | $165.00 | 60 | AS |  | 8/6/2021 | 8/6/2022 | KEPT4-CRK-0128-0000-1 | 21
970 |  | OP128 CRANK GAGE | SETUP | JENOPTIK M2006021-128 CRANK GAGE MEASUREMENT SETP-UP - 666005 |  |  |  | 162013 | 6 | 30336 | JENOPTIK INDUSTRIAL METROLOGY (GERMANY) | 39 | measuring lever | 15 |  | 1 | 1 | A |  | EACH | $150.00 | 60 | AS |  | 8/6/2021 | 8/6/2022 | KEPT4-CRK-0128-0000-1 | 21
971 |  | OP128 CRANK GAGE | SETUP | JENOPTIK M2006021-128 CRANK GAGE MEASUREMENT SETP-UP - 666005 |  |  |  | 162014 | 6 | 30336 | JENOPTIK INDUSTRIAL METROLOGY (GERMANY) | 39 | measuring lever | 15 |  | 1 | 1 | A |  | EACH | $150.00 | 60 | AS |  | 8/6/2021 | 8/6/2022 | KEPT4-CRK-0128-0000-1 | 21
972 |  | OP128 CRANK GAGE | SETUP | JENOPTIK M2006021-128 CRANK GAGE MEASUREMENT SETP-UP - 666005 |  |  |  | 162015 | 6 | 30336 | JENOPTIK INDUSTRIAL METROLOGY (GERMANY) | 39 | plate | 5 |  | 2 |  | C |  | EACH |  |  |  |  | 8/6/2021 | 8/6/2022 | KEPT4-CRK-0128-0000-1 | 21
973 |  | OP128 CRANK GAGE | SETUP | JENOPTIK M2006021-128 CRANK GAGE MEASUREMENT SETP-UP - 666005 |  |  |  | 156883 | 6 | 30336 | JENOPTIK INDUSTRIAL METROLOGY (GERMANY) | 39 | ledge | 5 |  | 4 |  | C |  | EACH |  |  |  |  | 8/6/2021 | 8/6/2022 | KEPT4-CRK-0128-0000-1 | 21
974 |  | OP128 CRANK GAGE | SETUP | JENOPTIK M2006021-128 CRANK GAGE MEASUREMENT SETP-UP - 666005 |  |  |  | 162016 | 6 | 30336 | JENOPTIK INDUSTRIAL METROLOGY (GERMANY) | 39 | plate | 5 |  | 2 |  | C |  | EACH |  |  |  |  | 8/6/2021 | 8/6/2022 | KEPT4-CRK-0128-0000-1 | 21
975 |  | OP128 CRANK GAGE | SETUP | JENOPTIK M2006021-128 CRANK GAGE MEASUREMENT SETP-UP - 666005 |  |  |  | 162017 | 6 | 30336 | JENOPTIK INDUSTRIAL METROLOGY (GERMANY) | 39 | leaf spring | 11 |  | 2 | 1 | A |  | EACH | $10.00 | 60 | AS |  | 8/6/2021 | 8/6/2022 | KEPT4-CRK-0128-0000-1 | 21
976 |  | OP128 CRANK GAGE | SETUP | JENOPTIK M2006021-128 CRANK GAGE MEASUREMENT SETP-UP - 666005 |  |  |  | M0132277 | 8 | 30336 | JENOPTIK INDUSTRIAL METROLOGY (GERMANY) | 39 | Gauging bolt HM 3,2 L20 | 23 |  | 2 | 1 | A |  | EACH | $55.00 | 60 | AS |  | 8/6/2021 | 8/6/2022 | KEPT4-CRK-0128-0000-1 | 21
977 |  | OP128 CRANK GAGE | SETUP | JENOPTIK M2006021-128 CRANK GAGE MEASUREMENT SETP-UP - 666005 |  |  |  | M0136749 | 8 | 30336 | JENOPTIK INDUSTRIAL METROLOGY (GERMANY) | 39 | eyebolt M3 | 10 |  | 4 |  | C |  | EACH |  |  |  |  | 8/6/2021 | 8/6/2022 | KEPT4-CRK-0128-0000-1 | 21
978 |  | OP128 CRANK GAGE | SETUP | JENOPTIK M2006021-128 CRANK GAGE MEASUREMENT SETP-UP - 666005 |  |  |  | M0130165 | 8 | 30336 | JENOPTIK INDUSTRIAL METROLOGY (GERMANY) | 39 | Eyebolt M3 L= 15 | 16 |  | 4 |  | C |  | EACH |  |  |  |  | 8/6/2021 | 8/6/2022 | KEPT4-CRK-0128-0000-1 | 21
979 |  | OP128 CRANK GAGE | SETUP | JENOPTIK M2006021-128 CRANK GAGE MEASUREMENT SETP-UP - 666005 |  |  |  | HW 901 | 6 | NA - TMS | TESA S.A. Renens | 16 | Probe HW 901 measuring force1N | 30 |  | 4 | 1 | A |  | EACH | $605.00 | 60 | AS |  | 8/6/2021 | 8/6/2022 | KEPT4-CRK-0128-0000-1 | 21
980 |  | OP128 CRANK GAGE | SETUP | JENOPTIK M2006021-128 CRANK GAGE MEASUREMENT SETP-UP - 666005 |  |  |  | M0130301 | 8 | 30336 | JENOPTIK INDUSTRIAL METROLOGY (GERMANY) | 39 | Contact pin P L=5 | 17 |  | 2 | 1 | A |  | EACH | $30.00 | 60 | AS |  | 8/6/2021 | 8/6/2022 | KEPT4-CRK-0128-0000-1 | 21
981 |  | OP128 CRANK GAGE | SETUP | JENOPTIK M2006021-128 CRANK GAGE MEASUREMENT SETP-UP - 666005 |  |  |  | M0130306 | 8 | 30336 | JENOPTIK INDUSTRIAL METROLOGY (GERMANY) | 39 | Probe tip P / L=25 | 18 |  | 2 | 1 | A |  | EACH | $30.00 | 60 | AS |  | 8/6/2021 | 8/6/2022 | KEPT4-CRK-0128-0000-1 | 21
982 |  | OP128 CRANK GAGE | SETUP | JENOPTIK M2006021-128 CRANK GAGE MEASUREMENT SETP-UP - 666005 |  |  |  | 10025113 | 8 | 30336 | JENOPTIK INDUSTRIAL METROLOGY (GERMANY) | 39 | threaded pin M6x35 with hole | 28 |  | 2 |  | C |  | EACH |  |  |  |  | 8/6/2021 | 8/6/2022 | KEPT4-CRK-0128-0000-1 | 21
983 |  | OP128 CRANK GAGE | SETUP | JENOPTIK M2006021-128 CRANK GAGE MEASUREMENT SETP-UP - 666005 |  |  |  | D-085 | 5 | NA - TMS | Gutekunst + Co. KG | 18 | pressure spring D-085 | 21 |  | 2 | 1 | A |  | EACH | $10.00 | 60 | AS |  | 8/6/2021 | 8/6/2022 | KEPT4-CRK-0128-0000-1 | 21
984 |  | OP128 CRANK GAGE | SETUP | JENOPTIK M2006021-128 CRANK GAGE MEASUREMENT SETP-UP - 666005 |  |  |  | 665053 | 6 | 30336 | JENOPTIK INDUSTRIAL METROLOGY (GERMANY) | 39 | measuring lever | 15 |  | 4 | 1 | A |  | EACH | $125.00 | 60 | AS |  | 8/6/2021 | 8/6/2022 | KEPT4-CRK-0128-0000-1 | 21
985 |  | OP128 CRANK GAGE | SETUP | JENOPTIK M2006021-128 CRANK GAGE MEASUREMENT SETP-UP - 666005 |  |  |  | 10056378 | 8 | 30336 | JENOPTIK INDUSTRIAL METROLOGY (GERMANY) | 39 | gauging bolt KHM L=12.5 | 23 |  | 4 | 1 | A |  | EACH | $40.00 | 60 | AS |  | 8/6/2021 | 8/6/2022 | KEPT4-CRK-0128-0000-1 | 21
986 |  | OP128 CRANK GAGE | SETUP | JENOPTIK M2006021-128 CRANK GAGE MEASUREMENT SETP-UP - 666005 |  |  |  | 665103 | 6 | 30336 | JENOPTIK INDUSTRIAL METROLOGY (GERMANY) | 39 | bracket | 7 |  | 1 |  | C |  | EACH |  |  |  |  | 8/6/2021 | 8/6/2022 | KEPT4-CRK-0128-0000-1 | 21
987 |  | OP128 CRANK GAGE | SETUP | JENOPTIK M2006021-128 CRANK GAGE MEASUREMENT SETP-UP - 666005 |  |  |  | 10007163 | 8 | 30336 | JENOPTIK INDUSTRIAL METROLOGY (GERMANY) | 39 | base body | 9 |  | 1 |  | C |  | EACH |  |  |  |  | 8/6/2021 | 8/6/2022 | KEPT4-CRK-0128-0000-1 | 21
988 |  | OP128 CRANK GAGE | SETUP | JENOPTIK M2006021-128 CRANK GAGE MEASUREMENT SETP-UP - 666005 |  |  |  | 10007164 | 8 | 30336 | JENOPTIK INDUSTRIAL METROLOGY (GERMANY) | 39 | base body | 9 |  | 1 |  | C |  | EACH |  |  |  |  | 8/6/2021 | 8/6/2022 | KEPT4-CRK-0128-0000-1 | 21
989 |  | OP128 CRANK GAGE | SETUP | JENOPTIK M2006021-128 CRANK GAGE MEASUREMENT SETP-UP - 666005 |  |  |  | 10007170 | 8 | 30336 | JENOPTIK INDUSTRIAL METROLOGY (GERMANY) | 39 | deflector lever | 15 |  | 2 |  | C |  | EACH |  |  |  |  | 8/6/2021 | 8/6/2022 | KEPT4-CRK-0128-0000-1 | 21
990 |  | OP128 CRANK GAGE | SETUP | JENOPTIK M2006021-128 CRANK GAGE MEASUREMENT SETP-UP - 666005 |  |  |  | 10049439 | 8 | 30336 | JENOPTIK INDUSTRIAL METROLOGY (GERMANY) | 39 | Sample left | 11 |  | 1 | 1 | A |  | EACH | $965.00 | 60 | AS |  | 8/6/2021 | 8/6/2022 | KEPT4-CRK-0128-0000-1 | 21
991 |  | OP128 CRANK GAGE | SETUP | JENOPTIK M2006021-128 CRANK GAGE MEASUREMENT SETP-UP - 666005 |  |  |  | 10049440 | 8 | 30336 | JENOPTIK INDUSTRIAL METROLOGY (GERMANY) | 39 | Sample right | 12 |  | 1 | 1 | A |  | EACH | $965.00 | 60 | AS |  | 8/6/2021 | 8/6/2022 | KEPT4-CRK-0128-0000-1 | 21
992 |  | OP128 CRANK GAGE | SETUP | JENOPTIK M2006021-128 CRANK GAGE MEASUREMENT SETP-UP - 666005 |  |  |  | 529457 | 6 | 30336 | JENOPTIK INDUSTRIAL METROLOGY (GERMANY) | 39 | Pointed pin D=3m 6; L=15 für UL 154 | 35 |  | 2 | 1 | A |  | EACH | $80.00 | 60 | AS |  | 8/6/2021 | 8/6/2022 | KEPT4-CRK-0128-0000-1 | 21
993 |  | OP128 CRANK GAGE | SETUP | JENOPTIK M2006021-128 CRANK GAGE MEASUREMENT SETP-UP - 666005 |  |  |  | 529450 | 6 | 30336 | JENOPTIK INDUSTRIAL METROLOGY (GERMANY) | 39 | Threaded pin M 6x0.5x12 w. bearng UL 154 | 40 |  | 4 |  | C |  | EACH |  |  |  |  | 8/6/2021 | 8/6/2022 | KEPT4-CRK-0128-0000-1 | 21
994 |  | OP128 CRANK GAGE | SETUP | JENOPTIK M2006021-128 CRANK GAGE MEASUREMENT SETP-UP - 666005 |  |  |  | HW 902 | 6 | NA - TMS | TESA S.A. Renens | 16 | Probe HW 902 measuring force1N | 30 |  | 2 | 1 | A |  | EACH | $605.00 | 60 | AS |  | 8/6/2021 | 8/6/2022 | KEPT4-CRK-0128-0000-1 | 21
995 |  | OP128 CRANK GAGE | SETUP | JENOPTIK M2006021-128 CRANK GAGE MEASUREMENT SETP-UP - 666005 |  |  |  | M0130301 | 8 | 30336 | JENOPTIK INDUSTRIAL METROLOGY (GERMANY) | 39 | Contact pin P L=5 | 17 |  | 2 | 1 | A |  | EACH | $30.00 | 60 | AS |  | 8/6/2021 | 8/6/2022 | KEPT4-CRK-0128-0000-1 | 21
996 |  | OP128 CRANK GAGE | SETUP | JENOPTIK M2006021-128 CRANK GAGE MEASUREMENT SETP-UP - 666005 |  |  |  | M0130165 | 8 | 30336 | JENOPTIK INDUSTRIAL METROLOGY (GERMANY) | 39 | Eyebolt M3 L= 15 | 16 |  | 4 |  | C |  | EACH |  |  |  |  | 8/6/2021 | 8/6/2022 | KEPT4-CRK-0128-0000-1 | 21
997 |  | OP128 CRANK GAGE | SETUP | JENOPTIK M2006021-128 CRANK GAGE MEASUREMENT SETP-UP - 666005 |  |  |  | Z-049 I | 7 | NA - TMS | Gutekunst + Co. KG | 18 | spring Z-049 I | 14 |  | 2 | 1 | A |  | EACH | $10.00 | 60 | AS |  | 8/6/2021 | 8/6/2022 | KEPT4-CRK-0128-0000-1 | 21
998 |  | OP128 CRANK GAGE | SETUP | JENOPTIK M2006021-128 CRANK GAGE MEASUREMENT SETP-UP - 666005 |  |  |  | O0334887 | 8 | 30336 | JENOPTIK INDUSTRIAL METROLOGY (GERMANY) | 39 | Clamping bushing K7 | 19 |  | 2 |  | C |  | EACH |  |  |  |  | 8/6/2021 | 8/6/2022 | KEPT4-CRK-0128-0000-1 | 21
999 |  | OP128 CRANK GAGE | SETUP | JENOPTIK M2006021-128 CRANK GAGE MEASUREMENT SETP-UP - 666005 |  |  |  | O0334886 | 8 | 30336 | JENOPTIK INDUSTRIAL METROLOGY (GERMANY) | 39 | Clamping screw K6 | 17 |  | 2 |  | C |  | EACH |  |  |  |  | 8/6/2021 | 8/6/2022 | KEPT4-CRK-0128-0000-1 | 21
1000 |  | OP128 CRANK GAGE | SETUP | JENOPTIK M2006021-128 CRANK GAGE MEASUREMENT SETP-UP - 666005 |  |  |  | M0137761 | 8 | 30336 | JENOPTIK INDUSTRIAL METROLOGY (GERMANY) | 39 | Hexagon nut M6 x 0.5 SW 8 | 25 |  | 4 |  | C |  | EACH |  |  |  |  | 8/6/2021 | 8/6/2022 | KEPT4-CRK-0128-0000-1 | 21
1001 |  | OP128 CRANK GANTRY | LIFT | JENOPTIK M2006021-128 CRANK GAGE LIFTING STATION - 662671 |  |  |  | 665331 | 6 | 30336 | JENOPTIK INDUSTRIAL METROLOGY (GERMANY) | 39 | prism | 5 |  | 2 | 1 | A |  | EACH | $100.00 | 60 | AS |  | 8/6/2021 | 8/6/2022 | M2006021-0500 | 13
1002 |  | OP128 CRANK GANTRY | LIFT | JENOPTIK M2006021-128 CRANK GAGE LIFTING STATION - 662671 |  |  |  | 665329 | 6 | 30336 | JENOPTIK INDUSTRIAL METROLOGY (GERMANY) | 39 | cover prism | 11 |  | 4 | 1 | A |  | EACH | $25.00 | 60 | AS |  | 8/6/2021 | 8/6/2022 | M2006021-0500 | 13
1003 |  | OP128 CRANK GANTRY | LIFT | JENOPTIK M2006021-128 CRANK GAGE LIFTING STATION - 662671 |  |  |  | 664593 | 6 | 30336 | JENOPTIK INDUSTRIAL METROLOGY (GERMANY) | 39 | plate left | 10 |  | 1 |  | C |  | EACH |  |  |  |  | 8/6/2021 | 8/6/2022 | M2006021-0500 | 13
1004 |  | OP128 CRANK GANTRY | LIFT | JENOPTIK M2006021-128 CRANK GAGE LIFTING STATION - 662671 |  |  |  | 665484 | 6 | 30336 | JENOPTIK INDUSTRIAL METROLOGY (GERMANY) | 39 | plate right | 11 |  | 1 |  | C |  | EACH |  |  |  |  | 8/6/2021 | 8/6/2022 | M2006021-0500 | 13
1005 |  | OP128 CRANK GANTRY | LIFT | JENOPTIK M2006021-128 CRANK GAGE LIFTING STATION - 662671 |  |  |  | 10019230 | 8 | 30336 | JENOPTIK INDUSTRIAL METROLOGY (GERMANY) | 39 | motor mounting plate | 20 |  | 1 |  | C |  | EACH |  |  |  |  | 8/6/2021 | 8/6/2022 | M2006021-0500 | 13
1006 |  | OP128 CRANK GANTRY | LIFT | JENOPTIK M2006021-128 CRANK GAGE LIFTING STATION - 662671 |  |  |  | 1FG1301-1RD23-2FW1-Z_D01+G99+H04+K06+N23 | 40 | 36224 | SIEMENS | 7 | synchronous motor with gear 1FG1 | 32 |  | 1 | 1 | A |  | EACH | $2695.00 | 60 | AS |  | 8/6/2021 | 8/6/2022 | M2006021-0500 | 13
1007 |  | OP128 CRANK GANTRY | LIFT | JENOPTIK M2006021-128 CRANK GAGE LIFTING STATION - 662671 |  |  |  | 10019232 | 8 | 30336 | JENOPTIK INDUSTRIAL METROLOGY (GERMANY) | 39 | bearing plate | 13 |  | 2 | 1 | B |  | EACH | $235.00 | 60 | AS |  | 8/6/2021 | 8/6/2022 | M2006021-0500 | 13
1008 |  | OP128 CRANK GANTRY | LIFT | JENOPTIK M2006021-128 CRANK GAGE LIFTING STATION - 662671 |  |  |  | 6305 2ZNR | 9 | 84949 | SKF | 3 | deep groove ball bearing 6305 2ZNR | 34 |  | 2 | 1 | A |  | EACH | $105.00 | 60 | AS |  | 8/6/2021 | 8/6/2022 | M2006021-0500 | 13
1009 |  | OP128 CRANK GANTRY | LIFT | JENOPTIK M2006021-128 CRANK GAGE LIFTING STATION - 662671 |  |  |  | T0433876 | 8 | 30336 | JENOPTIK INDUSTRIAL METROLOGY (GERMANY) | 39 | retaining ring | 14 |  | 4 |  | C |  | EACH |  |  |  |  | 8/6/2021 | 8/6/2022 | M2006021-0500 | 13
1010 |  | OP128 CRANK GANTRY | LIFT | JENOPTIK M2006021-128 CRANK GAGE LIFTING STATION - 662671 |  |  |  | 10019231 | 8 | 30336 | JENOPTIK INDUSTRIAL METROLOGY (GERMANY) | 39 | bearing plate middle | 20 |  | 1 |  | C |  | EACH |  |  |  |  | 8/6/2021 | 8/6/2022 | M2006021-0500 | 13
1011 |  | OP128 CRANK GANTRY | LIFT | JENOPTIK M2006021-128 CRANK GAGE LIFTING STATION - 662671 |  |  |  | 6208 2RS | 8 | 84949 | SKF | 3 | deep groove ball bearing 6208 2RS | 33 |  | 1 | 1 | A |  | EACH | $85.00 | 60 | AS |  | 8/6/2021 | 8/6/2022 | M2006021-0500 | 13
1012 |  | OP128 CRANK GANTRY | LIFT | JENOPTIK M2006021-128 CRANK GAGE LIFTING STATION - 662671 |  |  |  | 10019788 | 8 | 30336 | JENOPTIK INDUSTRIAL METROLOGY (GERMANY) | 39 | retaining ring | 14 |  | 2 |  | C |  | EACH |  |  |  |  | 8/6/2021 | 8/6/2022 | M2006021-0500 | 13
1013 |  | OP128 CRANK GANTRY | LIFT | JENOPTIK M2006021-128 CRANK GAGE LIFTING STATION - 662671 |  |  |  | 10019318 | 8 | 30336 | JENOPTIK INDUSTRIAL METROLOGY (GERMANY) | 39 | sleeve | 6 |  | 1 |  | C |  | EACH |  |  |  |  | 8/6/2021 | 8/6/2022 | M2006021-0500 | 13
1014 |  | OP128 CRANK GANTRY | LIFT | JENOPTIK M2006021-128 CRANK GAGE LIFTING STATION - 662671 |  |  |  | T0433901 | 8 | 30336 | JENOPTIK INDUSTRIAL METROLOGY (GERMANY) | 39 | retaining ring | 14 |  | 2 |  | C |  | EACH |  |  |  |  | 8/6/2021 | 8/6/2022 | M2006021-0500 | 13
1015 |  | OP128 CRANK GANTRY | LIFT | JENOPTIK M2006021-128 CRANK GAGE LIFTING STATION - 662671 |  |  |  | 10019317 | 8 | 30336 | JENOPTIK INDUSTRIAL METROLOGY (GERMANY) | 39 | splined shaft | 13 |  | 1 |  | C |  | EACH |  |  |  |  | 8/6/2021 | 8/6/2022 | M2006021-0500 | 13
1016 |  | OP128 CRANK GANTRY | LIFT | JENOPTIK M2006021-128 CRANK GAGE LIFTING STATION - 662671 |  |  |  | T0433896 | 8 | 30336 | JENOPTIK INDUSTRIAL METROLOGY (GERMANY) | 39 | retaining ring | 14 |  | 2 |  | C |  | EACH |  |  |  |  | 8/6/2021 | 8/6/2022 | M2006021-0500 | 13
1017 |  | OP128 CRANK GANTRY | LIFT | JENOPTIK M2006021-128 CRANK GAGE LIFTING STATION - 662671 |  |  |  | 10019409 | 8 | 30336 | JENOPTIK INDUSTRIAL METROLOGY (GERMANY) | 39 | gear | 4 |  | 2 | 1 | A |  | EACH | $135.00 | 60 | AS |  | 8/6/2021 | 8/6/2022 | M2006021-0500 | 13
1018 |  | OP128 CRANK GANTRY | LIFT | JENOPTIK M2006021-128 CRANK GAGE LIFTING STATION - 662671 |  |  |  | 10019410 | 8 | 30336 | JENOPTIK INDUSTRIAL METROLOGY (GERMANY) | 39 | sleeve | 6 |  | 2 |  | C |  | EACH |  |  |  |  | 8/6/2021 | 8/6/2022 | M2006021-0500 | 13
1019 |  | OP128 CRANK GANTRY | LIFT | JENOPTIK M2006021-128 CRANK GAGE LIFTING STATION - 662671 |  |  |  | 10019408 | 8 | 30336 | JENOPTIK INDUSTRIAL METROLOGY (GERMANY) | 39 | flange wheel | 12 |  | 4 |  | C |  | EACH |  |  |  |  | 8/6/2021 | 8/6/2022 | M2006021-0500 | 13
1020 |  | OP128 CRANK GANTRY | LIFT | JENOPTIK M2006021-128 CRANK GAGE LIFTING STATION - 662671 |  |  |  | 664440 | 6 | 30336 | JENOPTIK INDUSTRIAL METROLOGY (GERMANY) | 39 | spacer plate | 12 |  | 2 |  | C |  | EACH |  |  |  |  | 8/6/2021 | 8/6/2022 | M2006021-0500 | 13
1021 |  | OP128 CRANK GANTRY | LIFT | JENOPTIK M2006021-128 CRANK GAGE LIFTING STATION - 662671 |  |  |  | AKN 200-25H7-25H7 | 17 | NA - TMS | KBK Antriebstechnik GmbH | 24 | metal bellows coupling AKN 200-25H7-25H7 | 40 |  | 1 |  | C |  | EACH |  |  |  |  | 8/6/2021 | 8/6/2022 | M2006021-0500 | 13
1022 |  | OP128 CRANK GANTRY | LIFT | JENOPTIK M2006021-128 CRANK GAGE LIFTING STATION - 662671 |  |  |  | DIN6885 BRAF | 13 | 30336 | JENOPTIK INDUSTRIAL METROLOGY (GERMANY) | 39 | fitting key | 11 |  | 1 |  | C |  | EACH |  |  |  |  | 8/6/2021 | 8/6/2022 | M2006021-0500 | 13
1023 |  | OP128 CRANK GANTRY | LIFT | JENOPTIK M2006021-128 CRANK GAGE LIFTING STATION - 662671 |  |  |  | 10019425 | 8 | 30336 | JENOPTIK INDUSTRIAL METROLOGY (GERMANY) | 39 | guide plate | 11 |  | 2 |  | C |  | EACH |  |  |  |  | 8/6/2021 | 8/6/2022 | M2006021-0500 | 13
1024 |  | OP128 CRANK GANTRY | LIFT | JENOPTIK M2006021-128 CRANK GAGE LIFTING STATION - 662671 |  |  |  | 10019426 | 8 | 30336 | JENOPTIK INDUSTRIAL METROLOGY (GERMANY) | 39 | clamping plate | 14 |  | 2 |  | C |  | EACH |  |  |  |  | 8/6/2021 | 8/6/2022 | M2006021-0500 | 13
1025 |  | OP128 CRANK GANTRY | LIFT | JENOPTIK M2006021-128 CRANK GAGE LIFTING STATION - 662671 |  |  |  | 10019492 | 8 | 30336 | JENOPTIK INDUSTRIAL METROLOGY (GERMANY) | 39 | stop above | 10 |  | 2 |  | C |  | EACH |  |  |  |  | 8/6/2021 | 8/6/2022 | M2006021-0500 | 13
1026 |  | OP128 CRANK GANTRY | LIFT | JENOPTIK M2006021-128 CRANK GAGE LIFTING STATION - 662671 |  |  |  | 10021712 | 8 | 30336 | JENOPTIK INDUSTRIAL METROLOGY (GERMANY) | 39 | stop block 1 | 12 |  | 1 |  | C |  | EACH |  |  |  |  | 8/6/2021 | 8/6/2022 | M2006021-0500 | 13
1027 |  | OP128 CRANK GANTRY | LIFT | JENOPTIK M2006021-128 CRANK GAGE LIFTING STATION - 662671 |  |  |  | 10021723 | 8 | 30336 | JENOPTIK INDUSTRIAL METROLOGY (GERMANY) | 39 | stop block 2 | 12 |  | 1 |  | C |  | EACH |  |  |  |  | 8/6/2021 | 8/6/2022 | M2006021-0500 | 13
1028 |  | OP128 CRANK GANTRY | LIFT | JENOPTIK M2006021-128 CRANK GAGE LIFTING STATION - 662671 |  |  |  | 10008387 | 8 | 30336 | JENOPTIK INDUSTRIAL METROLOGY (GERMANY) | 39 | threaded pin | 12 |  | 4 |  | C |  | EACH |  |  |  |  | 8/6/2021 | 8/6/2022 | M2006021-0500 | 13
1029 |  | OP128 CRANK GANTRY | LIFT | JENOPTIK M2006021-128 CRANK GAGE LIFTING STATION - 662671 |  |  |  | 10019411 | 8 | 30336 | JENOPTIK INDUSTRIAL METROLOGY (GERMANY) | 39 | stop plate | 10 |  | 1 |  | C |  | EACH |  |  |  |  | 8/6/2021 | 8/6/2022 | M2006021-0500 | 13
1030 |  | OP128 CRANK GANTRY | LIFT | JENOPTIK M2006021-128 CRANK GAGE LIFTING STATION - 662671 |  |  |  | O0132471 | 8 | 30336 | JENOPTIK INDUSTRIAL METROLOGY (GERMANY) | 39 | bolt 10 x 8 DIN6321 | 22 |  | 2 |  | C |  | EACH |  |  |  |  | 8/6/2021 | 8/6/2022 | M2006021-0500 | 13
1031 |  | OP128 CRANK GANTRY | LIFT | JENOPTIK M2006021-128 CRANK GAGE LIFTING STATION - 662671 |  |  |  | 10019505 | 8 | 30336 | JENOPTIK INDUSTRIAL METROLOGY (GERMANY) | 39 | plate | 5 |  | 1 |  | C |  | EACH |  |  |  |  | 8/6/2021 | 8/6/2022 | M2006021-0500 | 13
1032 |  | OP128 CRANK GANTRY | LIFT | JENOPTIK M2006021-128 CRANK GAGE LIFTING STATION - 662671 |  |  |  | 10019506 | 8 | 30336 | JENOPTIK INDUSTRIAL METROLOGY (GERMANY) | 39 | plate | 5 |  | 1 |  | C |  | EACH |  |  |  |  | 8/6/2021 | 8/6/2022 | M2006021-0500 | 13
1033 |  | OP128 CRANK GANTRY | LIFT | JENOPTIK M2006021-128 CRANK GAGE LIFTING STATION - 662671 |  |  |  | 10019624 | 8 | 30336 | JENOPTIK INDUSTRIAL METROLOGY (GERMANY) | 39 | rack straight toothed M=3 | 25 |  | 2 |  | C |  | EACH |  |  |  |  | 8/6/2021 | 8/6/2022 | M2006021-0500 | 13
1034 |  | OP128 CRANK GANTRY | LIFT | JENOPTIK M2006021-128 CRANK GAGE LIFTING STATION - 662671 |  |  |  | 10019615 | 8 | 30336 | JENOPTIK INDUSTRIAL METROLOGY (GERMANY) | 39 | bearing | 7 |  | 4 | 1 | B |  | EACH | $55.00 | 60 | AS |  | 8/6/2021 | 8/6/2022 | M2006021-0500 | 13
1035 |  | OP128 CRANK GANTRY | LIFT | JENOPTIK M2006021-128 CRANK GAGE LIFTING STATION - 662671 |  |  |  | 162232 BP25 | 11 | NA - TMS | Peter Schmid e. Kfm. | 20 | sintered bronze bushing, cylindrical | 36 |  | 4 | 1 | B |  | EACH | $25.00 | 60 | AS |  | 8/6/2021 | 8/6/2022 | M2006021-0500 | 13
1036 |  | OP128 CRANK GANTRY | LIFT | JENOPTIK M2006021-128 CRANK GAGE LIFTING STATION - 662671 |  |  |  | 534235 | 6 | 30336 | JENOPTIK INDUSTRIAL METROLOGY (GERMANY) | 39 | spring mandrel | 14 |  | 2 | 1 | B |  | EACH | $125.00 | 60 | AS |  | 8/6/2021 | 8/6/2022 | M2006021-0500 | 13
1037 |  | OP128 CRANK GANTRY | LIFT | JENOPTIK M2006021-128 CRANK GAGE LIFTING STATION - 662671 |  |  |  | 534238 | 6 | 30336 | JENOPTIK INDUSTRIAL METROLOGY (GERMANY) | 39 | ring | 4 |  | 2 |  | C |  | EACH |  |  |  |  | 8/6/2021 | 8/6/2022 | M2006021-0500 | 13
1038 |  | OP128 CRANK GANTRY | LIFT | JENOPTIK M2006021-128 CRANK GAGE LIFTING STATION - 662671 |  |  |  | 534237 | 6 | 30336 | JENOPTIK INDUSTRIAL METROLOGY (GERMANY) | 39 | sleeve | 6 |  | 2 |  | C |  | EACH |  |  |  |  | 8/6/2021 | 8/6/2022 | M2006021-0500 | 13
1039 |  | OP128 CRANK GANTRY | LIFT | JENOPTIK M2006021-128 CRANK GAGE LIFTING STATION - 662671 |  |  |  | 534234 | 6 | 30336 | JENOPTIK INDUSTRIAL METROLOGY (GERMANY) | 39 | bearing mandrel | 15 |  | 2 | 1 | B |  | EACH | $85.00 | 60 | AS |  | 8/6/2021 | 8/6/2022 | M2006021-0500 | 13
1040 |  | OP128 CRANK GANTRY | LIFT | JENOPTIK M2006021-128 CRANK GAGE LIFTING STATION - 662671 |  |  |  | D-364 A | 7 | NA - TMS | Gutekunst + Co. KG | 18 | pressure spring D-364 A | 23 |  | 2 | 1 | B |  | EACH | $25.00 | 60 | AS |  | 8/6/2021 | 8/6/2022 | M2006021-0500 | 13
1041 |  | OP128 CRANK GANTRY | LIFT | JENOPTIK M2006021-128 CRANK GAGE LIFTING STATION - 662671 |  |  |  | KUVE45-B-HL-W1-V1-G3 / 895-27,5 | 31 | 30336 | JENOPTIK INDUSTRIAL METROLOGY (GERMANY) | 39 | ball recirculation units | 24 |  | 2 | 1 | A |  | EACH | $1,170.00 | 175 | AS |  | 8/6/2021 | 8/6/2022 | M2006021-0500 | 13
1042 |  | OP128 CRANK GANTRY | LIFT | JENOPTIK M2006021-128 CRANK GAGE LIFTING STATION - 662671 |  |  |  | 10019683 | 8 | 30336 | JENOPTIK INDUSTRIAL METROLOGY (GERMANY) | 39 | connecting plate | 16 |  | 2 |  | C |  | EACH |  |  |  |  | 8/6/2021 | 8/6/2022 | M2006021-0500 | 13
1043 |  | OP128 CRANK GANTRY | LIFT | JENOPTIK M2006021-128 CRANK GAGE LIFTING STATION - 662671 |  |  |  | 664652 | 6 | 30336 | JENOPTIK INDUSTRIAL METROLOGY (GERMANY) | 39 | plate right | 11 |  | 1 |  | C |  | EACH |  |  |  |  | 8/6/2021 | 8/6/2022 | M2006021-0500 | 13
1044 |  | OP128 CRANK GANTRY | LIFT | JENOPTIK M2006021-128 CRANK GAGE LIFTING STATION - 662671 |  |  |  | 664643 | 6 | 30336 | JENOPTIK INDUSTRIAL METROLOGY (GERMANY) | 39 | plate left | 10 |  | 1 |  | C |  | EACH |  |  |  |  | 8/6/2021 | 8/6/2022 | M2006021-0500 | 13
1045 |  | OP128 CRANK GANTRY | LIFT | JENOPTIK M2006021-128 CRANK GAGE LIFTING STATION - 662671 |  |  |  | MA 225 M | 8 | 12635 | ACE CONTROLS | 12 | Shock absorber MA 225 M | 23 |  | 4 | 1 | A |  | EACH | $305.00 | 60 | AS |  | 8/6/2021 | 8/6/2022 | M2006021-0500 | 13
1046 |  | OP128 CRANK GANTRY | RDRIV | JENOPTIK M2006021-128 CRANK GAGE ROTARY DRIVE - 663636 |  |  |  | 585295 | 6 | 30336 | JENOPTIK INDUSTRIAL METROLOGY (GERMANY) | 39 | plate | 5 |  | 1 |  | C |  | EACH |  |  |  |  | 8/6/2021 | 8/6/2022 | M2006021-0500 | 13
1047 |  | OP128 CRANK GANTRY | RDRIV | JENOPTIK M2006021-128 CRANK GAGE ROTARY DRIVE - 663636 |  |  |  | 664966 | 6 | 30336 | JENOPTIK INDUSTRIAL METROLOGY (GERMANY) | 39 | angle bracket | 13 |  | 1 |  | C |  | EACH |  |  |  |  | 8/6/2021 | 8/6/2022 | M2006021-0500 | 13
1048 |  | OP128 CRANK GANTRY | RDRIV | JENOPTIK M2006021-128 CRANK GAGE ROTARY DRIVE - 663636 |  |  |  | 534257 | 6 | 30336 | JENOPTIK INDUSTRIAL METROLOGY (GERMANY) | 39 | roller table | 12 |  | 1 |  | C |  | EACH |  |  |  |  | 8/6/2021 | 8/6/2022 | M2006021-0500 | 13
1049 |  | OP128 CRANK GANTRY | RDRIV | JENOPTIK M2006021-128 CRANK GAGE ROTARY DRIVE - 663636 |  |  |  | IM028665 | 8 | 30336 | JENOPTIK INDUSTRIAL METROLOGY (GERMANY) | 39 | bolt 10 x 4,5 DIN6321 | 24 |  | 1 |  | C |  | EACH |  |  |  |  | 8/6/2021 | 8/6/2022 | M2006021-0500 | 13
1050 |  | OP128 CRANK GANTRY | RDRIV | JENOPTIK M2006021-128 CRANK GAGE ROTARY DRIVE - 663636 |  |  |  | 534254 | 6 | 30336 | JENOPTIK INDUSTRIAL METROLOGY (GERMANY) | 39 | stop | 4 |  | 1 |  | C |  | EACH |  |  |  |  | 8/6/2021 | 8/6/2022 | M2006021-0500 | 13
1051 |  | OP128 CRANK GANTRY | RDRIV | JENOPTIK M2006021-128 CRANK GAGE ROTARY DRIVE - 663636 |  |  |  | 663668 | 6 | 30336 | JENOPTIK INDUSTRIAL METROLOGY (GERMANY) | 39 | mount | 5 |  | 1 |  | C |  | EACH |  |  |  |  | 8/6/2021 | 8/6/2022 | M2006021-0500 | 13
1052 |  | OP128 CRANK GANTRY | RDRIV | JENOPTIK M2006021-128 CRANK GAGE ROTARY DRIVE - 663636 |  |  |  | 534255 | 6 | 30336 | JENOPTIK INDUSTRIAL METROLOGY (GERMANY) | 39 | support | 7 |  | 1 |  | C |  | EACH |  |  |  |  | 8/6/2021 | 8/6/2022 | M2006021-0500 | 13
1053 |  | OP128 CRANK GANTRY | RDRIV | JENOPTIK M2006021-128 CRANK GAGE ROTARY DRIVE - 663636 |  |  |  | 534256 | 6 | 30336 | JENOPTIK INDUSTRIAL METROLOGY (GERMANY) | 39 | spring mandrel | 14 |  | 1 | 1 | A |  | EACH | $125.00 | 60 | AS |  | 8/6/2021 | 8/6/2022 | M2006021-0500 | 13
1054 |  | OP128 CRANK GANTRY | RDRIV | JENOPTIK M2006021-128 CRANK GAGE ROTARY DRIVE - 663636 |  |  |  | D-293 | 5 | NA - TMS | Gutekunst + Co. KG | 18 | pressure spring D-293 | 21 |  | 1 | 1 | B |  | EACH | $10.00 | 60 | AS |  | 8/6/2021 | 8/6/2022 | M2006021-0500 | 13
1055 |  | OP128 CRANK GANTRY | RDRIV | JENOPTIK M2006021-128 CRANK GAGE ROTARY DRIVE - 663636 |  |  |  | 534266 | 6 | 30336 | JENOPTIK INDUSTRIAL METROLOGY (GERMANY) | 39 | carrier | 7 |  | 1 | 1 | B |  | EACH | $105.00 | 60 | AS |  | 8/6/2021 | 8/6/2022 | M2006021-0500 | 13
1056 |  | OP128 CRANK GANTRY | RDRIV | JENOPTIK M2006021-128 CRANK GAGE ROTARY DRIVE - 663636 |  |  |  | 585317 | 6 | 30336 | JENOPTIK INDUSTRIAL METROLOGY (GERMANY) | 39 | holder swivel drive | 19 |  | 1 | 1 | B |  | EACH | $360.00 | 60 | AS |  | 8/6/2021 | 8/6/2022 | M2006021-0500 | 13
1057 |  | OP128 CRANK GANTRY | RDRIV | JENOPTIK M2006021-128 CRANK GAGE ROTARY DRIVE - 663636 |  |  |  | DSR-40-180-P | 12 | 43213 | FESTO | 5 | swivel drive | 12 |  | 1 | 1 | A |  | EACH | $1470.00 | 60 | AS |  | 8/6/2021 | 8/6/2022 | M2006021-0500 | 13
1058 |  | OP128 CRANK GANTRY | RDRIV | JENOPTIK M2006021-128 CRANK GAGE ROTARY DRIVE - 663636 |  |  |  | 10042477 | 8 | 30336 | JENOPTIK INDUSTRIAL METROLOGY (GERMANY) | 39 | eccentric | 9 |  | 1 | 1 | B |  | EACH | $245.00 | 60 | AS |  | 8/6/2021 | 8/6/2022 | M2006021-0500 | 13
1059 |  | OP128 CRANK GANTRY | RDRIV | JENOPTIK M2006021-128 CRANK GAGE ROTARY DRIVE - 663636 |  |  |  | KR 16 PPX | 10 | NA - TMS | Josef Blässinger GmbH & Co. KG | 30 | cam follower KR 16 PPX | 24 |  | 1 | 1 | A |  | EACH | $150.00 | 60 | AS |  | 8/6/2021 | 8/6/2022 | M2006021-0500 | 13
1060 |  | OP128 CRANK GANTRY | RDRIV | JENOPTIK M2006021-128 CRANK GAGE ROTARY DRIVE - 663636 |  |  |  | 534288 | 6 | 30336 | JENOPTIK INDUSTRIAL METROLOGY (GERMANY) | 39 | cam | 3 |  | 1 | 1 | A |  | EACH | $90.00 | 60 | AS |  | 8/6/2021 | 8/6/2022 | M2006021-0500 | 13
1061 |  | OP128 CRANK GANTRY | RDRIV | JENOPTIK M2006021-128 CRANK GAGE ROTARY DRIVE - 663636 |  |  |  | 10056210 | 8 | 30336 | JENOPTIK INDUSTRIAL METROLOGY (GERMANY) | 39 | holder | 6 |  | 1 |  | C |  | EACH |  |  |  |  | 8/6/2021 | 8/6/2022 | M2006021-0500 | 13
1062 |  | OP128 CRANK GANTRY | RDRIV | JENOPTIK M2006021-128 CRANK GAGE ROTARY DRIVE - 663636 |  |  |  | BES 12,0-KH-2S | 14 | 39333 | BALLUFF | 7 | clamping holder BES 12,0-KH-2S | 30 |  | 4 |  | C |  | EACH |  |  |  |  | 8/6/2021 | 8/6/2022 | M2006021-0500 | 13
1063 |  | OP128 CRANK GANTRY | RDRIV | JENOPTIK M2006021-128 CRANK GAGE ROTARY DRIVE - 663636 |  |  |  | BES M12ME-PSC40B-S04G | 21 | 39333 | BALLUFF | 7 | proximity switch BES M12ME-PSC40B-S04G | 38 |  | 4 | 1 | A |  | EACH | $110.00 | 60 | AS |  | 8/6/2021 | 8/6/2022 | M2006021-0500 | 13
1064 |  | OP128 CRANK GANTRY | RDRIV | JENOPTIK M2006021-128 CRANK GAGE ROTARY DRIVE - 663636 |  |  |  | 534261 | 6 | 30336 | JENOPTIK INDUSTRIAL METROLOGY (GERMANY) | 39 | holder | 6 |  | 1 |  | C |  | EACH |  |  |  |  | 8/6/2021 | 8/6/2022 | M2006021-0500 | 13
1065 |  | OP128 CRANK GANTRY | RDRIV | JENOPTIK M2006021-128 CRANK GAGE ROTARY DRIVE - 663636 |  |  |  | 664534 | 6 | 30336 | JENOPTIK INDUSTRIAL METROLOGY (GERMANY) | 39 | flange | 6 |  | 1 |  | C |  | EACH |  |  |  |  | 8/6/2021 | 8/6/2022 | M2006021-0500 | 13
1066 |  | OP128 CRANK GANTRY | RDRIV | JENOPTIK M2006021-128 CRANK GAGE ROTARY DRIVE - 663636 |  |  |  | 663995 | 6 | 30336 | JENOPTIK INDUSTRIAL METROLOGY (GERMANY) | 39 | holding arm | 11 |  | 1 |  | C |  | EACH |  |  |  |  | 8/6/2021 | 8/6/2022 | M2006021-0500 | 13
1067 |  | OP128 CRANK GANTRY | RDRIV | JENOPTIK M2006021-128 CRANK GAGE ROTARY DRIVE - 663636 |  |  |  | 585323 | 6 | 30336 | JENOPTIK INDUSTRIAL METROLOGY (GERMANY) | 39 | motor plate | 11 |  | 1 |  | C |  | EACH |  |  |  |  | 8/6/2021 | 8/6/2022 | M2006021-0500 | 13
1068 |  | OP128 CRANK GANTRY | RDRIV | JENOPTIK M2006021-128 CRANK GAGE ROTARY DRIVE - 663636 |  |  |  | IM055486 | 8 | 30336 | JENOPTIK INDUSTRIAL METROLOGY (GERMANY) | 39 | Cylinder head shoulder bolt | 27 |  | 1 |  | C |  | EACH |  |  |  |  | 8/6/2021 | 8/6/2022 | M2006021-0500 | 13
1069 |  | OP128 CRANK GANTRY | RDRIV | JENOPTIK M2006021-128 CRANK GAGE ROTARY DRIVE - 663636 |  |  |  | 663742 | 6 | 30336 | JENOPTIK INDUSTRIAL METROLOGY (GERMANY) | 39 | motor fixture | 13 |  | 1 | 1 | A |  | EACH | $520.00 | 60 | AS |  | 8/6/2021 | 8/6/2022 | M2006021-0500 | 13
1070 |  | OP128 CRANK GANTRY | RDRIV | JENOPTIK M2006021-128 CRANK GAGE ROTARY DRIVE - 663636 |  |  |  | 663696 | 6 | 30336 | JENOPTIK INDUSTRIAL METROLOGY (GERMANY) | 39 | adapter ring | 12 |  | 1 |  | C |  | EACH |  |  |  |  | 8/6/2021 | 8/6/2022 | M2006021-0500 | 13
1071 |  | OP128 CRANK GANTRY | RDRIV | JENOPTIK M2006021-128 CRANK GAGE ROTARY DRIVE - 663636 |  |  |  | PLE60-100/Siemens 1FK7022-5AK71 (550651) | 40 | 30336 | JENOPTIK INDUSTRIAL METROLOGY (GERMANY) | 39 | planetary gear i:100 | 20 |  | 1 | 1 | A |  | EACH | $759.00 | 70 | AS |  | 8/6/2021 | 8/6/2022 | M2006021-0500 | 13
1072 |  | OP128 CRANK GANTRY | RDRIV | JENOPTIK M2006021-128 CRANK GAGE ROTARY DRIVE - 663636 |  |  |  | 1FK7022-5AK71-1LH3 | 18 | 36224 | SIEMENS | 7 | synchronous servo motor 1FK7 | 28 |  | 1 | 1 | A |  | EACH | $3855.00 | 60 | AS |  | 8/6/2021 | 8/6/2022 | M2006021-0500 | 13
1073 |  | OP128 CRANK GANTRY | RDRIV | JENOPTIK M2006021-128 CRANK GAGE ROTARY DRIVE - 663636 |  |  |  | 663863 | 6 | 30336 | JENOPTIK INDUSTRIAL METROLOGY (GERMANY) | 39 | coupling Di=14/8 Da=42 L=31 | 27 |  | 1 | 1 | B |  | EACH | $180.00 | 60 | AS |  | 8/6/2021 | 8/6/2022 | M2006021-0500 | 13
1074 |  | OP128 CRANK GANTRY | RDRIV | JENOPTIK M2006021-128 CRANK GAGE ROTARY DRIVE - 663636 |  |  |  | 10059884 | 8 | 30336 | JENOPTIK INDUSTRIAL METROLOGY (GERMANY) | 39 | miniature coupling | 18 |  | 1 |  | C |  | EACH |  |  |  |  | 8/6/2021 | 8/6/2022 | M2006021-0500 | 13
1075 |  | OP128 CRANK GANTRY | RDRIV | JENOPTIK M2006021-128 CRANK GAGE ROTARY DRIVE - 663636 |  |  |  | 426/3600TTL mit S | 17 | 37586 | Heidenhain | 10 | incremental encoder 426/3600TTL mit S | 37 |  | 1 | 1 | A |  | EACH | $560.00 | 60 | AS |  | 8/6/2021 | 8/6/2022 | M2006021-0500 | 13
1076 |  | OP128 CRANK GANTRY | RDRIV | JENOPTIK M2006021-128 CRANK GAGE ROTARY DRIVE - 663636 |  |  |  | 663988 | 6 | 30336 | JENOPTIK INDUSTRIAL METROLOGY (GERMANY) | 39 | synchronous belt disc motor cpl. | 32 |  | 1 | 1 | A |  | EACH | $980.00 | 60 | AS |  | 8/6/2021 | 8/6/2022 | M2006021-0500 | 13
1077 |  | OP128 CRANK GANTRY | RDRIV | JENOPTIK M2006021-128 CRANK GAGE ROTARY DRIVE - 663636 |  |  |  | 663793 | 6 | 30336 | JENOPTIK INDUSTRIAL METROLOGY (GERMANY) | 39 | synchronous belt disc HTD mandrel | 33 |  | 1 | 1 | A |  | EACH | $360.00 | 49 | AS |  | 8/6/2021 | 8/6/2022 | M2006021-0500 | 13
1078 |  | OP128 CRANK GANTRY | RDRIV | JENOPTIK M2006021-128 CRANK GAGE ROTARY DRIVE - 663636 |  |  |  | HTD 5M-15-755 (663794) | 22 | 30336 | JENOPTIK INDUSTRIAL METROLOGY (GERMANY) | 39 | synchronous belt HTD 5M-15-755 | 30 |  | 1 | 1 | A |  | EACH | $45.00 | 49 | AS |  | 8/6/2021 | 8/6/2022 | M2006021-0500 | 13
1079 |  | OP128 CRANK GANTRY | RDRIV | JENOPTIK M2006021-128 CRANK GAGE ROTARY DRIVE - 663636 |  |  |  | 663775 | 6 | 30336 | JENOPTIK INDUSTRIAL METROLOGY (GERMANY) | 39 | sensor mount | 12 |  | 1 |  | C |  | EACH |  |  |  |  | 8/6/2021 | 8/6/2022 | M2006021-0500 | 13
1080 |  | OP128 CRANK GANTRY | RDRIV | JENOPTIK M2006021-128 CRANK GAGE ROTARY DRIVE - 663636 |  |  |  | 663626 | 6 | 30336 | JENOPTIK INDUSTRIAL METROLOGY (GERMANY) | 39 | closing mandrel | 15 |  | 1 | 1 | B |  | EACH | $165.00 | 60 | AS |  | 8/6/2021 | 8/6/2022 | M2006021-0500 | 13
1081 |  | OP128 CRANK GANTRY | RDRIV | JENOPTIK M2006021-128 CRANK GAGE ROTARY DRIVE - 663636 |  |  |  | 534268 | 6 | 30336 | JENOPTIK INDUSTRIAL METROLOGY (GERMANY) | 39 | drive point | 11 |  | 1 | 1 | A |  | EACH | $2280.00 | 60 | AS |  | 8/6/2021 | 8/6/2022 | M2006021-0500 | 13
1082 |  | OP128 CRANK GANTRY | RDRIV | JENOPTIK M2006021-128 CRANK GAGE ROTARY DRIVE - 663636 |  |  |  | 663638 | 6 | 30336 | JENOPTIK INDUSTRIAL METROLOGY (GERMANY) | 39 | internal gaging element | 23 |  | 1 | 1 | A |  | EACH | $885.00 | 60 | AS |  | 8/6/2021 | 8/6/2022 | M2006021-0500 | 13
1083 |  | OP128 CRANK GANTRY | RDRIV | JENOPTIK M2006021-128 CRANK GAGE ROTARY DRIVE - 663636 |  |  |  | 664115 | 6 | 30336 | JENOPTIK INDUSTRIAL METROLOGY (GERMANY) | 39 | rotary driver | 13 |  | 1 | 1 | A |  | EACH | $950.00 | 90 | AS |  | 8/6/2021 | 8/6/2022 | M2006021-0500 | 13
1084 |  | OP128 CRANK GANTRY | RDRIV | JENOPTIK M2006021-128 CRANK GAGE ROTARY DRIVE - 663636 |  |  |  | 664176 | 6 | 30336 | JENOPTIK INDUSTRIAL METROLOGY (GERMANY) | 39 | flange | 6 |  | 1 |  | C |  | EACH |  |  |  |  | 8/6/2021 | 8/6/2022 | M2006021-0500 | 13
1085 |  | OP128 CRANK GANTRY | RDRIV | JENOPTIK M2006021-128 CRANK GAGE ROTARY DRIVE - 663636 |  |  |  | 664164 | 6 | 30336 | JENOPTIK INDUSTRIAL METROLOGY (GERMANY) | 39 | compensation disc | 17 |  | 1 | 1 | A |  | EACH | $650.00 | 60 | AS |  | 8/6/2021 | 8/6/2022 | M2006021-0500 | 13
1086 |  | OP128 CRANK GANTRY | RDRIV | JENOPTIK M2006021-128 CRANK GAGE ROTARY DRIVE - 663636 |  |  |  | 664125 | 6 | 30336 | JENOPTIK INDUSTRIAL METROLOGY (GERMANY) | 39 | adapter ring | 12 |  | 1 |  | C |  | EACH |  |  |  |  | 8/6/2021 | 8/6/2022 | M2006021-0500 | 13
1087 |  | OP128 CRANK GANTRY | RDRIV | JENOPTIK M2006021-128 CRANK GAGE ROTARY DRIVE - 663636 |  |  |  | 538482 | 6 | 30336 | JENOPTIK INDUSTRIAL METROLOGY (GERMANY) | 39 | screw | 5 |  | 6 |  | C |  | EACH |  |  |  |  | 8/6/2021 | 8/6/2022 | M2006021-0500 | 13
1088 |  | OP128 CRANK GANTRY | RDRIV | JENOPTIK M2006021-128 CRANK GAGE ROTARY DRIVE - 663636 |  |  |  | D-063 O (IM051180) | 18 | 30336 | JENOPTIK INDUSTRIAL METROLOGY (GERMANY) | 39 | pressure spring D-063 O | 23 |  | 6 | 1 | B |  | EACH | $20.00 | 60 | AS |  | 8/6/2021 | 8/6/2022 | M2006021-0500 | 13
1089 |  | OP128 CRANK GANTRY | RDRIV | JENOPTIK M2006021-128 CRANK GAGE ROTARY DRIVE - 663636 |  |  |  | D-045 A | 7 | NA - TMS | Gutekunst + Co. KG | 18 | pressure spring D-045 A | 23 |  | 4 | 1 | B |  | EACH | $10.00 | 60 | AS |  | 8/6/2021 | 8/6/2022 | M2006021-0500 | 13
1090 |  | OP128 CRANK GANTRY | RDRIV | JENOPTIK M2006021-128 CRANK GAGE ROTARY DRIVE - 663636 |  |  |  | 664324 | 6 | 30336 | JENOPTIK INDUSTRIAL METROLOGY (GERMANY) | 39 | driver pin D70 | 14 |  | 2 | 1 | A |  | EACH | $110.00 | 60 | AS |  | 8/6/2021 | 8/6/2022 | M2006021-0500 | 13
1091 |  | OP128 CRANK GANTRY | RDRIV | JENOPTIK M2006021-128 CRANK GAGE ROTARY DRIVE - 663636 |  |  |  | 664203 | 6 | 30336 | JENOPTIK INDUSTRIAL METROLOGY (GERMANY) | 39 | driver pin D67 | 14 |  | 2 | 1 | A |  | EACH | $110.00 | 60 | AS |  | 8/6/2021 | 8/6/2022 | M2006021-0500 | 13
1092 |  | OP128 CRANK GANTRY | RDRIV | JENOPTIK M2006021-128 CRANK GAGE ROTARY DRIVE - 663636 |  |  |  | 664513 | 6 | 30336 | JENOPTIK INDUSTRIAL METROLOGY (GERMANY) | 39 | plug internal gaging element | 28 |  | 1 | 1 | A |  | EACH | $885.00 | 60 | AS |  | 8/6/2021 | 8/6/2022 | M2006021-0500 | 13
1093 |  | OP128 CRANK GANTRY | RDRIV | JENOPTIK M2006021-128 CRANK GAGE ROTARY DRIVE - 663636 |  |  |  | 665296 | 6 | 30336 | JENOPTIK INDUSTRIAL METROLOGY (GERMANY) | 39 | centering balls | 15 |  | 1 | 1 | A |  | EACH | $1480.00 | 60 | AS |  | 8/6/2021 | 8/6/2022 | M2006021-0500 | 13
1094 |  | OP128 CRANK GANTRY | RDRIV | JENOPTIK M2006021-128 CRANK GAGE ROTARY DRIVE - 663636 |  |  |  | 10014254 | 8 | 30336 | JENOPTIK INDUSTRIAL METROLOGY (GERMANY) | 39 | sliding bush L16 | 16 |  | 1 |  | C |  | EACH |  |  |  |  | 8/6/2021 | 8/6/2022 | M2006021-0500 | 13
1095 |  | OP128 CRANK GANTRY | RDRIV | JENOPTIK M2006021-128 CRANK GAGE ROTARY DRIVE - 663636 |  |  |  | 529448 | 6 | 30336 | JENOPTIK INDUSTRIAL METROLOGY (GERMANY) | 39 | thread pin M 6x0,5x 8 with bearing UL154 | 40 |  | 6 |  | C |  | EACH |  |  |  |  | 8/6/2021 | 8/6/2022 | M2006021-0500 | 13
1096 |  | OP128 CRANK GANTRY | RDRIV | JENOPTIK M2006021-128 CRANK GAGE ROTARY DRIVE - 663636 |  |  |  | M0137761 | 8 | 30336 | JENOPTIK INDUSTRIAL METROLOGY (GERMANY) | 39 | Hexagon nut M6 x 0.5 SW 8 | 25 |  | 12 |  | C |  | EACH |  |  |  |  | 8/6/2021 | 8/6/2022 | M2006021-0500 | 13
1097 |  | OP128 CRANK GANTRY | RDRIV | JENOPTIK M2006021-128 CRANK GAGE ROTARY DRIVE - 663636 |  |  |  | 10006991 | 8 | 30336 | JENOPTIK INDUSTRIAL METROLOGY (GERMANY) | 39 | Bearing pin D=3m6; L=21 for bearing UL15 | 40 |  | 3 | 1 | A |  | EACH | $180.00 | 60 | AS |  | 8/6/2021 | 8/6/2022 | M2006021-0500 | 13
1098 |  | OP128 CRANK GANTRY | RDRIV | JENOPTIK M2006021-128 CRANK GAGE ROTARY DRIVE - 663636 |  |  |  | 664443 | 6 | 30336 | JENOPTIK INDUSTRIAL METROLOGY (GERMANY) | 39 | lever casing | 12 |  | 1 |  | C |  | EACH |  |  |  |  | 8/6/2021 | 8/6/2022 | M2006021-0500 | 13
1099 |  | OP128 CRANK GANTRY | RDRIV | JENOPTIK M2006021-128 CRANK GAGE ROTARY DRIVE - 663636 |  |  |  | 10017549 | 8 | 30336 | JENOPTIK INDUSTRIAL METROLOGY (GERMANY) | 39 | sliding bush L=8 | 16 |  | 1 |  | C |  | EACH |  |  |  |  | 8/6/2021 | 8/6/2022 | M2006021-0500 | 13
1100 |  | OP128 CRANK GANTRY | RDRIV | JENOPTIK M2006021-128 CRANK GAGE ROTARY DRIVE - 663636 |  |  |  | 529449 | 6 | 30336 | JENOPTIK INDUSTRIAL METROLOGY (GERMANY) | 39 | Threaded pin M 6x0.5x10 w. bearng UL 154 | 40 |  | 6 |  | C |  | EACH |  |  |  |  | 8/6/2021 | 8/6/2022 | M2006021-0500 | 13
1101 |  | OP128 CRANK GANTRY | RDRIV | JENOPTIK M2006021-128 CRANK GAGE ROTARY DRIVE - 663636 |  |  |  | 664488 | 6 | 30336 | JENOPTIK INDUSTRIAL METROLOGY (GERMANY) | 39 | bearing pin D=3m6; L=27 for UL154 | 33 |  | 1 | 1 | A |  | EACH | $50.00 | 60 | AS |  | 8/6/2021 | 8/6/2022 | M2006021-0500 | 13
1102 |  | OP128 CRANK GANTRY | RDRIV | JENOPTIK M2006021-128 CRANK GAGE ROTARY DRIVE - 663636 |  |  |  | 529460 | 6 | 30336 | JENOPTIK INDUSTRIAL METROLOGY (GERMANY) | 39 | Pointed pin D=3m 6; L=30 für UL 154 | 35 |  | 2 | 1 | A |  | EACH | $80.00 | 60 | AS |  | 8/6/2021 | 8/6/2022 | M2006021-0500 | 13
1103 |  | OP128 CRANK GANTRY | RDRIV | JENOPTIK M2006021-128 CRANK GAGE ROTARY DRIVE - 663636 |  |  |  | M0130348 | 8 | 30336 | JENOPTIK INDUSTRIAL METROLOGY (GERMANY) | 39 | Shift lever 90 Grad | 19 |  | 2 |  | C |  | EACH |  |  |  |  | 8/6/2021 | 8/6/2022 | M2006021-0500 | 13
1104 |  | OP128 CRANK GANTRY | RDRIV | JENOPTIK M2006021-128 CRANK GAGE ROTARY DRIVE - 663636 |  |  |  | M0130303 | 8 | 30336 | JENOPTIK INDUSTRIAL METROLOGY (GERMANY) | 39 | Contact pin P L=10 | 18 |  | 2 | 1 | A |  | EACH | $30.00 | 60 | AS |  | 8/6/2021 | 8/6/2022 | M2006021-0500 | 13
1105 |  | OP128 CRANK GANTRY | RDRIV | JENOPTIK M2006021-128 CRANK GAGE ROTARY DRIVE - 663636 |  |  |  | HW 901 | 6 | NA - TMS | TESA S.A. Renens | 16 | Probe HW 901 measuring force1N | 30 |  | 3 | 1 | A |  | EACH | $605.00 | 60 | AS |  | 8/6/2021 | 8/6/2022 | M2006021-0500 | 13
1106 |  | OP128 CRANK GANTRY | RDRIV | JENOPTIK M2006021-128 CRANK GAGE ROTARY DRIVE - 663636 |  |  |  | 664474 | 6 | 30336 | JENOPTIK INDUSTRIAL METROLOGY (GERMANY) | 39 | lever | 5 |  | 1 | 1 | A |  | EACH | $115.00 | 60 | AS |  | 8/6/2021 | 8/6/2022 | M2006021-0500 | 13
1107 |  | OP128 CRANK GANTRY | RDRIV | JENOPTIK M2006021-128 CRANK GAGE ROTARY DRIVE - 663636 |  |  |  | M0130306 | 8 | 30336 | JENOPTIK INDUSTRIAL METROLOGY (GERMANY) | 39 | Probe tip P / L=25 | 18 |  | 1 | 1 | A |  | EACH | $30.00 | 60 | AS |  | 8/6/2021 | 8/6/2022 | M2006021-0500 | 13
1108 |  | OP128 CRANK GANTRY | RDRIV | JENOPTIK M2006021-128 CRANK GAGE ROTARY DRIVE - 663636 |  |  |  | 664550 | 6 | 30336 | JENOPTIK INDUSTRIAL METROLOGY (GERMANY) | 39 | probe external Ø right | 22 |  | 1 | 1 | A |  | EACH | $420.00 | 60 | AS |  | 8/6/2021 | 8/6/2022 | M2006021-0500 | 13
1109 |  | OP128 CRANK GANTRY | RDRIV | JENOPTIK M2006021-128 CRANK GAGE ROTARY DRIVE - 663636 |  |  |  | 665240 | 6 | 30336 | JENOPTIK INDUSTRIAL METROLOGY (GERMANY) | 39 | measuring piece right | 21 |  | 1 | 1 | A |  | EACH | $270.00 | 60 | AS |  | 8/6/2021 | 8/6/2022 | M2006021-0500 | 13
1110 |  | OP128 CRANK GANTRY | RDRIV | JENOPTIK M2006021-128 CRANK GAGE ROTARY DRIVE - 663636 |  |  |  | 664551 | 6 | 30336 | JENOPTIK INDUSTRIAL METROLOGY (GERMANY) | 39 | probe external Ø left | 21 |  | 1 | 1 | A |  | EACH | $420.00 | 60 | AS |  | 8/6/2021 | 8/6/2022 | M2006021-0500 | 13
1111 |  | OP128 CRANK GANTRY | RDRIV | JENOPTIK M2006021-128 CRANK GAGE ROTARY DRIVE - 663636 |  |  |  | 665249 | 6 | 30336 | JENOPTIK INDUSTRIAL METROLOGY (GERMANY) | 39 | measuring piece left | 20 |  | 1 | 1 | A |  | EACH | $270.00 | 60 | AS |  | 8/6/2021 | 8/6/2022 | M2006021-0500 | 13
1112 |  | OP128 CRANK GANTRY | RDRIV | JENOPTIK M2006021-128 CRANK GAGE ROTARY DRIVE - 663636 |  |  |  | 258128 | 6 | 30336 | JENOPTIK INDUSTRIAL METROLOGY (GERMANY) | 39 | eyebolt M3 | 10 |  | 2 |  | C |  | EACH |  |  |  |  | 8/6/2021 | 8/6/2022 | M2006021-0500 | 13
1113 |  | OP128 CRANK GANTRY | RDRIV | JENOPTIK M2006021-128 CRANK GAGE ROTARY DRIVE - 663636 |  |  |  | RZ-010I | 7 | NA - TMS | Gutekunst + Co. KG | 18 | extension spring RZ-010I | 24 |  | 1 | 1 | A |  | EACH | $10.00 | 60 | AS |  | 8/6/2021 | 8/6/2022 | M2006021-0500 | 13
1114 |  | OP128 CRANK GANTRY | RDRIV | JENOPTIK M2006021-128 CRANK GAGE ROTARY DRIVE - 663636 |  |  |  | 10042406 | 8 | 30336 | JENOPTIK INDUSTRIAL METROLOGY (GERMANY) | 39 | sensor | 6 |  | 1 | 1 | A |  | EACH | $125.00 | 60 | AS |  | 8/6/2021 | 8/6/2022 | M2006021-0500 | 13
1115 |  | OP128 CRANK GANTRY | RDRIV | JENOPTIK M2006021-128 CRANK GAGE ROTARY DRIVE - 663636 |  |  |  | 10040160 | 8 | 30336 | JENOPTIK INDUSTRIAL METROLOGY (GERMANY) | 39 | bolt | 4 |  | 1 |  | C |  | EACH |  |  |  |  | 8/6/2021 | 8/6/2022 | M2006021-0500 | 13
1116 |  | OP128 CRANK GANTRY | RDRIV | JENOPTIK M2006021-128 CRANK GAGE ROTARY DRIVE - 663636 |  |  |  | 665263 | 6 | 30336 | JENOPTIK INDUSTRIAL METROLOGY (GERMANY) | 39 | measuring piece face runout | 27 |  | 1 | 1 | A |  | EACH | $625.00 | 60 | AS |  | 8/6/2021 | 8/6/2022 | M2006021-0500 | 13
1117 |  | OP128 CRANK GANTRY | RDRIV | JENOPTIK M2006021-128 CRANK GAGE ROTARY DRIVE - 663636 |  |  |  | 665085 | 6 | 30336 | JENOPTIK INDUSTRIAL METROLOGY (GERMANY) | 39 | pusher | 6 |  | 1 | 1 | A |  | EACH | $190.00 | 60 | AS |  | 8/6/2021 | 8/6/2022 | M2006021-0500 | 13
1118 |  | OP128 CRANK GANTRY | RDRIV | JENOPTIK M2006021-128 CRANK GAGE ROTARY DRIVE - 663636 |  |  |  | D-045 A | 7 | NA - TMS | Gutekunst + Co. KG | 18 | pressure spring D-045 A | 23 |  | 1 | 1 | B |  | EACH | $10.00 | 60 | AS |  | 8/6/2021 | 8/6/2022 | M2006021-0500 | 13
1119 |  | OP128 CRANK GANTRY | RDRIV | JENOPTIK M2006021-128 CRANK GAGE ROTARY DRIVE - 663636 |  |  |  | 665798 | 6 | 30336 | JENOPTIK INDUSTRIAL METROLOGY (GERMANY) | 39 | sensor holder top | 17 |  | 1 |  | C |  | EACH |  |  |  |  | 8/6/2021 | 8/6/2022 | M2006021-0500 | 13
1120 |  | OP128 CRANK GANTRY | RDRIV | JENOPTIK M2006021-128 CRANK GAGE ROTARY DRIVE - 663636 |  |  |  | O0334887 | 8 | 30336 | JENOPTIK INDUSTRIAL METROLOGY (GERMANY) | 39 | Clamping bushing K7 | 19 |  | 3 |  | C |  | EACH |  |  |  |  | 8/6/2021 | 8/6/2022 | M2006021-0500 | 13
1121 |  | OP128 CRANK GANTRY | RDRIV | JENOPTIK M2006021-128 CRANK GAGE ROTARY DRIVE - 663636 |  |  |  | O0334886 | 8 | 30336 | JENOPTIK INDUSTRIAL METROLOGY (GERMANY) | 39 | Clamping screw K6 | 17 |  | 3 |  | C |  | EACH |  |  |  |  | 8/6/2021 | 8/6/2022 | M2006021-0500 | 13
1122 |  | OP128 CRANK GANTRY | RDRIV | JENOPTIK M2006021-128 CRANK GAGE ROTARY DRIVE - 663636 |  |  |  | 665825 | 6 | 30336 | JENOPTIK INDUSTRIAL METROLOGY (GERMANY) | 39 | sensor holder bottom | 20 |  | 1 |  | C |  | EACH |  |  |  |  | 8/6/2021 | 8/6/2022 | M2006021-0500 | 13
1123 |  | OP128 CRANK GANTRY | TLSTK | JENOPTIK M2006021-128 CRANK GAGE TAILSTOCK - 663525 |  |  |  | 663580 | 6 | 30336 | JENOPTIK INDUSTRIAL METROLOGY (GERMANY) | 39 | traverse | 8 |  | 1 | 1 | B |  | EACH | $920.00 | 60 | AS |  | 8/6/2021 | 8/6/2022 | M2006021-0500 | 13
1124 |  | OP128 CRANK GANTRY | TLSTK | JENOPTIK M2006021-128 CRANK GAGE TAILSTOCK - 663525 |  |  |  | 663578 | 6 | 30336 | JENOPTIK INDUSTRIAL METROLOGY (GERMANY) | 39 | roller table | 12 |  | 1 |  | C |  | EACH |  |  |  |  | 8/6/2021 | 8/6/2022 | M2006021-0500 | 13
1125 |  | OP128 CRANK GANTRY | TLSTK | JENOPTIK M2006021-128 CRANK GAGE TAILSTOCK - 663525 |  |  |  | 584105 | 6 | 30336 | JENOPTIK INDUSTRIAL METROLOGY (GERMANY) | 39 | mounting block centering tip | 28 |  | 1 |  | C |  | EACH |  |  |  |  | 8/6/2021 | 8/6/2022 | M2006021-0500 | 13
1126 |  | OP128 CRANK GANTRY | TLSTK | JENOPTIK M2006021-128 CRANK GAGE TAILSTOCK - 663525 |  |  |  | 663528 | 6 | 30336 | JENOPTIK INDUSTRIAL METROLOGY (GERMANY) | 39 | centering tip | 13 |  | 1 | 1 | A |  | EACH | $1535.00 | 60 | AS |  | 8/6/2021 | 8/6/2022 | M2006021-0500 | 13
1127 |  | OP128 CRANK GANTRY | TLSTK | JENOPTIK M2006021-128 CRANK GAGE TAILSTOCK - 663525 |  |  |  | DM301 D | 7 | NA - TMS | B+B THERMO-TECHNIK GMBH | 23 | Infrared temperature measurement DM301 D | 40 |  | 1 | 1 | A |  | EACH | $545.00 | 60 | AS |  | 8/6/2021 | 8/6/2022 | M2006021-0500 | 13
1128 |  | OP128 CRANK GANTRY | TLSTK | JENOPTIK M2006021-128 CRANK GAGE TAILSTOCK - 663525 |  |  |  | USB-I2C-KAB | 11 | NA - TMS | B+B THERMO-TECHNIK GMBH | 23 | USB-programming adapter | 23 |  | 1 |  | C |  | EACH |  |  |  |  | 8/6/2021 | 8/6/2022 | M2006021-0500 | 13
1129 |  | OP128 CRANK GANTRY | TLSTK | JENOPTIK M2006021-128 CRANK GAGE TAILSTOCK - 663525 |  |  |  | DSBC-32-50-C-PPVA | 17 | 43213 | FESTO | 5 | Standard cylinder DSBC-32-50-C-PPVA | 35 |  | 1 | 1 | A |  | EACH | $335.00 | 60 | AS |  | 8/6/2021 | 8/6/2022 | M2006021-0500 | 13
1130 |  | OP128 CRANK GANTRY | TLSTK | JENOPTIK M2006021-128 CRANK GAGE TAILSTOCK - 663525 |  |  |  | IM057179 | 8 | 30336 | JENOPTIK INDUSTRIAL METROLOGY (GERMANY) | 39 | foot mounting HNC-32 174369 | 27 |  | 2 |  | C |  | EACH |  |  |  |  | 8/6/2021 | 8/6/2022 | M2006021-0500 | 13
1131 |  | OP128 CRANK GANTRY | TLSTK | JENOPTIK M2006021-128 CRANK GAGE TAILSTOCK - 663525 |  |  |  | IM027056 | 8 | 30336 | JENOPTIK INDUSTRIAL METROLOGY (GERMANY) | 39 | self-aligning rod coupler | 25 |  | 1 |  | C |  | EACH |  |  |  |  | 8/6/2021 | 8/6/2022 | M2006021-0500 | 13
1132 |  | OP128 CRANK GANTRY | TLSTK | JENOPTIK M2006021-128 CRANK GAGE TAILSTOCK - 663525 |  |  |  | 663736 | 6 | 30336 | JENOPTIK INDUSTRIAL METROLOGY (GERMANY) | 39 | stop | 4 |  | 1 |  | C |  | EACH |  |  |  |  | 8/6/2021 | 8/6/2022 | M2006021-0500 | 13
1133 |  | OP128 CRANK GANTRY | TLSTK | JENOPTIK M2006021-128 CRANK GAGE TAILSTOCK - 663525 |  |  |  | 663737 | 6 | 30336 | JENOPTIK INDUSTRIAL METROLOGY (GERMANY) | 39 | bracket | 7 |  | 1 |  | C |  | EACH |  |  |  |  | 8/6/2021 | 8/6/2022 | M2006021-0500 | 13
1134 |  | OP128 CRANK GANTRY | TLSTK | JENOPTIK M2006021-128 CRANK GAGE TAILSTOCK - 663525 |  |  |  | 152791 | 6 | 30336 | JENOPTIK INDUSTRIAL METROLOGY (GERMANY) | 39 | Stop screw | 10 |  | 1 |  | C |  | EACH |  |  |  |  | 8/6/2021 | 8/6/2022 | M2006021-0500 | 13
1135 |  | OP128 CRANK GANTRY | TLSTK | JENOPTIK M2006021-128 CRANK GAGE TAILSTOCK - 663525 |  |  |  | IM028665 | 8 | 30336 | JENOPTIK INDUSTRIAL METROLOGY (GERMANY) | 39 | bolt 10 x 4,5 DIN6321 | 24 |  | 1 |  | C |  | EACH |  |  |  |  | 8/6/2021 | 8/6/2022 | M2006021-0500 | 13
1136 |  | OP128 CRANK GANTRY | TLSTK | JENOPTIK M2006021-128 CRANK GAGE TAILSTOCK - 663525 |  |  |  | 663738 | 6 | 30336 | JENOPTIK INDUSTRIAL METROLOGY (GERMANY) | 39 | holder | 6 |  | 1 |  | C |  | EACH |  |  |  |  | 8/6/2021 | 8/6/2022 | M2006021-0500 | 13
1137 |  | OP128 CRANK GANTRY | TLSTK | JENOPTIK M2006021-128 CRANK GAGE TAILSTOCK - 663525 |  |  |  | BES 12,0-KH-2S | 14 | 39333 | BALLUFF | 7 | clamping holder BES 12,0-KH-2S | 30 |  | 2 |  | C |  | EACH |  |  |  |  | 8/6/2021 | 8/6/2022 | M2006021-0500 | 13
1138 |  | OP128 CRANK GANTRY | TLSTK | JENOPTIK M2006021-128 CRANK GAGE TAILSTOCK - 663525 |  |  |  | BES 516-325-G-E5-C-S4 | 21 | 39333 | BALLUFF | 7 | proximity switch BES 516-325-G-E5-C-S4 | 38 |  | 2 | 1 | A |  | EACH | $215.00 | 60 | AS |  | 8/6/2021 | 8/6/2022 | M2006021-0500 | 13
1139 |  | OP128 CRANK GANTRY | TLSTK | JENOPTIK M2006021-128 CRANK GAGE TAILSTOCK - 663525 |  |  |  | 10072091 | 8 | 30336 | JENOPTIK INDUSTRIAL METROLOGY (GERMANY) | 39 | torsional stop | 14 |  | 1 |  | C |  | EACH |  |  |  |  | 8/6/2021 | 8/6/2022 | M2006021-0500 | 13
1140 |  | OP128 CRANK GANTRY | TLSTK | JENOPTIK M2006021-128 CRANK GAGE TAILSTOCK - 663525 |  |  |  | PT100 | 5 | 30336 | JENOPTIK INDUSTRIAL METROLOGY (GERMANY) | 39 | PT100 sensor | 12 |  | 1 | 1 | A |  | EACH | $680.00 | 49 | AS |  | 8/6/2021 | 8/6/2022 | M2006021-0500 | 13
1141 |  | OP128 CRANK GANTRY | TLSTK | JENOPTIK M2006021-128 CRANK GAGE TAILSTOCK - 663525 |  |  |  | 10004382 | 8 | 30336 | JENOPTIK INDUSTRIAL METROLOGY (GERMANY) | 39 | holder | 6 |  | 1 |  | C |  | EACH |  |  |  |  | 8/6/2021 | 8/6/2022 | M2006021-0500 | 13
1142 |  | OP128 CRANK GANTRY | TLSTK | JENOPTIK M2006021-128 CRANK GAGE TAILSTOCK - 663525 |  |  |  | PT100 0..160°C SET B+B | 22 | 30336 | JENOPTIK INDUSTRIAL METROLOGY (GERMANY) | 39 | sensor module PT100 0..160°C SET B+B | 36 |  | 1 | 1 | A |  | EACH | $970.00 | 140 | AS |  | 8/6/2021 | 8/6/2022 | M2006021-0500 | 13
1143 |  | OP128 CRANK GANTRY | MSTR | JENOPTIK M2006021-128 CRANK GAGE SETTING MASTER SUPPLY - 666825 |  |  |  | 10018608 | 8 | 30336 | JENOPTIK INDUSTRIAL METROLOGY (GERMANY) | 39 | mounting bracket | 16 |  | 1 |  | C |  | EACH |  |  |  |  | 8/6/2021 | 8/6/2022 | M2006021-0500 | 13
1144 |  | OP128 CRANK GANTRY | MSTR | JENOPTIK M2006021-128 CRANK GAGE SETTING MASTER SUPPLY - 666825 |  |  |  | IM054978 | 8 | 30336 | JENOPTIK INDUSTRIAL METROLOGY (GERMANY) | 39 | guide unit | 10 |  | 1 |  | C |  | EACH |  |  |  |  | 8/6/2021 | 8/6/2022 | M2006021-0500 | 13
1145 |  | OP128 CRANK GANTRY | MSTR | JENOPTIK M2006021-128 CRANK GAGE SETTING MASTER SUPPLY - 666825 |  |  |  | DNC-80-200-PPV-A | 16 | 43213 | FESTO | 5 | Standard cylinder DNC-80-200-PPV-A | 34 |  | 1 | 1 | A |  | EACH | $985.00 | 60 | AS |  | 8/6/2021 | 8/6/2022 | M2006021-0500 | 13
1146 |  | OP128 CRANK GANTRY | MSTR | JENOPTIK M2006021-128 CRANK GAGE SETTING MASTER SUPPLY - 666825 |  |  |  | 10045408 | 8 | 30336 | JENOPTIK INDUSTRIAL METROLOGY (GERMANY) | 39 | spacer plate | 12 |  | 1 |  | C |  | EACH |  |  |  |  | 8/6/2021 | 8/6/2022 | M2006021-0500 | 13
1147 |  | OP128 CRANK GANTRY | MSTR | JENOPTIK M2006021-128 CRANK GAGE SETTING MASTER SUPPLY - 666825 |  |  |  | 10045406 | 8 | 30336 | JENOPTIK INDUSTRIAL METROLOGY (GERMANY) | 39 | holder | 6 |  | 1 |  | C |  | EACH |  |  |  |  | 8/6/2021 | 8/6/2022 | M2006021-0500 | 13
1148 |  | OP128 CRANK GANTRY | MSTR | JENOPTIK M2006021-128 CRANK GAGE SETTING MASTER SUPPLY - 666825 |  |  |  | BES 12,0-KH-4-F | 15 | 39333 | BALLUFF | 7 | clamping BES 12,0-KH-4-F | 24 |  | 2 | 1 | B |  | EACH | $33.00 | 30 | AS |  | 8/6/2021 | 8/6/2022 | M2006021-0500 | 13
1149 |  | OP128 CRANK GANTRY | MSTR | JENOPTIK M2006021-128 CRANK GAGE SETTING MASTER SUPPLY - 666825 |  |  |  | BES M12ME-PSC40B-S04G | 21 | 39333 | BALLUFF | 7 | proximity switch BES M12ME-PSC40B-S04G | 38 |  | 2 | 1 | A |  | EACH | $110.00 | 60 | AS |  | 8/6/2021 | 8/6/2022 | M2006021-0500 | 13
1150 |  | OP128 CRANK GANTRY | MSTR | JENOPTIK M2006021-128 CRANK GAGE SETTING MASTER SUPPLY - 666825 |  |  |  | 665546 | 6 | 30336 | JENOPTIK INDUSTRIAL METROLOGY (GERMANY) | 39 | plate | 5 |  | 1 |  | C |  | EACH |  |  |  |  | 8/6/2021 | 8/6/2022 | M2006021-0500 | 13
1151 |  | OP128 CRANK GANTRY | MSTR | JENOPTIK M2006021-128 CRANK GAGE SETTING MASTER SUPPLY - 666825 |  |  |  | 665452 | 6 | 30336 | JENOPTIK INDUSTRIAL METROLOGY (GERMANY) | 39 | setting plate | 13 |  | 3 |  | C |  | EACH |  |  |  |  | 8/6/2021 | 8/6/2022 | M2006021-0500 | 13
1152 |  | OP128 CRANK GANTRY | MSTR | JENOPTIK M2006021-128 CRANK GAGE SETTING MASTER SUPPLY - 666825 |  |  |  | 665427 | 6 | 30336 | JENOPTIK INDUSTRIAL METROLOGY (GERMANY) | 39 | bridge | 6 |  | 2 |  | C |  | EACH |  |  |  |  | 8/6/2021 | 8/6/2022 | M2006021-0500 | 13
1153 |  | OP128 CRANK GANTRY | MSTR | JENOPTIK M2006021-128 CRANK GAGE SETTING MASTER SUPPLY - 666825 |  |  |  | 665818 | 6 | 30336 | JENOPTIK INDUSTRIAL METROLOGY (GERMANY) | 39 | cover prism | 11 |  | 4 | 1 | A |  | EACH | $20.00 | 60 | AS |  | 8/6/2021 | 8/6/2022 | M2006021-0500 | 13
1154 |  | OP128 CRANK GANTRY | MSTR | JENOPTIK M2006021-128 CRANK GAGE SETTING MASTER SUPPLY - 666825 |  |  |  | 666896 | 6 | 30336 | JENOPTIK INDUSTRIAL METROLOGY (GERMANY) | 39 | sensor fixture | 14 |  | 1 |  | C |  | EACH |  |  |  |  | 8/6/2021 | 8/6/2022 | M2006021-0500 | 13
1155 |  | OP128 CRANK GANTRY | MSTR | JENOPTIK M2006021-128 CRANK GAGE SETTING MASTER SUPPLY - 666825 |  |  |  | 10028143 | 8 | 30336 | JENOPTIK INDUSTRIAL METROLOGY (GERMANY) | 39 | mounting plate | 14 |  | 1 |  | C |  | EACH |  |  |  |  | 8/6/2021 | 8/6/2022 | M2006021-0500 | 13
1156 |  | OP128 CRANK GANTRY | MSTR | JENOPTIK M2006021-128 CRANK GAGE SETTING MASTER SUPPLY - 666825 |  |  |  | BOS 6k-PU-PR10-S75 | 18 | 39333 | BALLUFF | 7 | light sensor BOS 6k | 19 |  | 3 | 1 | A |  | EACH | $350.00 | 60 | AS |  | 8/6/2021 | 8/6/2022 | M2006021-0500 | 13
1157 |  | OP128 CRANK GANTRY | MSTR | JENOPTIK M2006021-128 CRANK GAGE SETTING MASTER SUPPLY - 666825 |  |  |  | 10004382 | 8 | 30336 | JENOPTIK INDUSTRIAL METROLOGY (GERMANY) | 39 | holder | 6 |  | 1 |  | C |  | EACH |  |  |  |  | 8/6/2021 | 8/6/2022 | M2006021-0500 | 13
1158 |  | OP128 CRANK GANTRY | MSTR | JENOPTIK M2006021-128 CRANK GAGE SETTING MASTER SUPPLY - 666825 |  |  |  | 666970 | 6 | 30336 | JENOPTIK INDUSTRIAL METROLOGY (GERMANY) | 39 | holder fixation | 15 |  | 1 |  | C |  | EACH |  |  |  |  | 8/6/2021 | 8/6/2022 | M2006021-0500 | 13
1159 |  | OP128 CRANK GANTRY | MSTR | JENOPTIK M2006021-128 CRANK GAGE SETTING MASTER SUPPLY - 666825 |  |  |  | 666989 | 6 | 30336 | JENOPTIK INDUSTRIAL METROLOGY (GERMANY) | 39 | ledge | 5 |  | 2 |  | C |  | EACH |  |  |  |  | 8/6/2021 | 8/6/2022 | M2006021-0500 | 13
1160 |  | OP128 CRANK GANTRY | MSTR | JENOPTIK M2006021-128 CRANK GAGE SETTING MASTER SUPPLY - 666825 |  |  |  | 667054 | 6 | 30336 | JENOPTIK INDUSTRIAL METROLOGY (GERMANY) | 39 | guide bar | 9 |  | 2 | 1 | A |  | EACH | $60.00 | 60 | AS |  | 8/6/2021 | 8/6/2022 | M2006021-0500 | 13
1161 |  | OP128 CRANK GANTRY | MSTR | JENOPTIK M2006021-128 CRANK GAGE SETTING MASTER SUPPLY - 666825 |  |  |  | LS-9030M | 8 | 44148 | KEYENCE | 7 | 1D OPTICAL MICROMETER .080-30MM (W/CAMERA) | 42 |  | 1 | 1 | A |  | EACH | $6,525.00 | 60 | AS |  | 8/6/2021 | 8/6/2022 | M2006021-0500
1162 |  | OP128 CRANK GANTRY | MSTR | JENOPTIK M2006021-128 CRANK GAGE SETTING MASTER SUPPLY - 666825 |  |  |  | CB-B3 | 5 | 44148 | KEYENCE | 7 | SENSOR CABLE 3M (LS9/LJV) | 25 |  | 1 | 1 | A |  | EACH | $825.00 | 60 | AS |  | 8/6/2021 | 8/6/2022 | M2006021-0500
1163 |  | OP128 CRANK GANTRY | MSTR | JENOPTIK M2006021-128 CRANK GAGE SETTING MASTER SUPPLY - 666825 |  |  |  | LS-9501 | 7 | 44148 | KEYENCE | 7 | 1D OPTICAL MICROMETER CONTROLLER NPN TYPE | 41 |  | 1 | 1 | A |  | EACH | $4,145.00 | 60 | AS |  | 8/6/2021 | 8/6/2022 | M2006021-0500
1164 |  | OP128 CRANK GANTRY | MSTR | JENOPTIK M2006021-128 CRANK GAGE SETTING MASTER SUPPLY - 666825 |  |  |  | OP-87686 | 8 | 44148 | KEYENCE | 7 | ACCESSORY 1M (T-R EXT/LS9) | 26 |  | 1 |  | C |  | EACH |  |  |  |  | 8/6/2021 | 8/6/2022 | M2006021-0500
1165 |  | OP128 CRANK GANTRY | MSTR | JENOPTIK M2006021-128 CRANK GAGE SETTING MASTER SUPPLY - 666825 |  |  |  | LS-D1000 | 8 | 44148 | KEYENCE | 7 | 1D OPTICAL MICROMETER DISPLAY MODULE | 36 |  | 1 |  | C |  | EACH |  |  |  |  | 8/6/2021 | 8/6/2022 | M2006021-0500
1166 |  | OP128 CRANK GANTRY | MSTR | JENOPTIK M2006021-128 CRANK GAGE SETTING MASTER SUPPLY - 666825 |  |  |  | OP-87602 | 8 | 44148 | KEYENCE | 7 | ACCESSORY DISPLAY CABLE 2M (LS9) | 32 |  | 1 |  | C |  | EACH |  |  |  |  | 8/6/2021 | 8/6/2022 | M2006021-0500
1167 |  | OP128 CRANK GANTRY | FIXT | JENOPTIK M2006021-128 CRANK GAGE DRIVE UNIT - 667280 |  |  |  | 10018448 | 8 | 30336 | JENOPTIK INDUSTRIAL METROLOGY (GERMANY) | 39 | base plate | 10 |  | 1 |  | C |  | EACH |  |  |  |  | 8/6/2021 | 8/6/2022 | M2006021-0500 | 13
1168 |  | OP128 CRANK GANTRY | DRIV | JENOPTIK M2006021-128 CRANK GAGE DRIVE UNIT - 667280 |  |  |  | 10020527 | 8 | 30336 | JENOPTIK INDUSTRIAL METROLOGY (GERMANY) | 39 | base plate | 10 |  | 1 |  | C |  | EACH |  |  |  |  | 8/6/2021 | 8/6/2022 | M2006021-0500 | 13
1169 |  | OP128 CRANK GANTRY | DRIV | JENOPTIK M2006021-128 CRANK GAGE DRIVE UNIT - 667280 |  |  |  | 10018449 | 8 | 30336 | JENOPTIK INDUSTRIAL METROLOGY (GERMANY) | 39 | holder shock absorber | 21 |  | 2 |  | C |  | EACH |  |  |  |  | 8/6/2021 | 8/6/2022 | M2006021-0500 | 13
1170 |  | OP128 CRANK GANTRY | DRIV | JENOPTIK M2006021-128 CRANK GAGE DRIVE UNIT - 667280 |  |  |  | 10018450 | 8 | 30336 | JENOPTIK INDUSTRIAL METROLOGY (GERMANY) | 39 | angle sensor | 12 |  | 2 |  | C |  | EACH |  |  |  |  | 8/6/2021 | 8/6/2022 | M2006021-0500 | 13
1171 |  | OP128 CRANK GANTRY | DRIV | JENOPTIK M2006021-128 CRANK GAGE DRIVE UNIT - 667280 |  |  |  | 10018451 | 8 | 30336 | JENOPTIK INDUSTRIAL METROLOGY (GERMANY) | 39 | connecting plate | 16 |  | 1 |  | C |  | EACH |  |  |  |  | 8/6/2021 | 8/6/2022 | M2006021-0500 | 13
1172 |  | OP128 CRANK GANTRY | DRIV | JENOPTIK M2006021-128 CRANK GAGE DRIVE UNIT - 667280 |  |  |  | 10018452 | 8 | 30336 | JENOPTIK INDUSTRIAL METROLOGY (GERMANY) | 39 | switch tab | 10 |  | 1 |  | C |  | EACH |  |  |  |  | 8/6/2021 | 8/6/2022 | M2006021-0500 | 13
1173 |  | OP128 CRANK GANTRY | DRIV | JENOPTIK M2006021-128 CRANK GAGE DRIVE UNIT - 667280 |  |  |  | 10018453 | 8 | 30336 | JENOPTIK INDUSTRIAL METROLOGY (GERMANY) | 39 | stop block | 10 |  | 1 |  | C |  | EACH |  |  |  |  | 8/6/2021 | 8/6/2022 | M2006021-0500 | 13
1174 |  | OP128 CRANK GANTRY | DRIV | JENOPTIK M2006021-128 CRANK GAGE DRIVE UNIT - 667280 |  |  |  | 10012475 | 8 | 30336 | JENOPTIK INDUSTRIAL METROLOGY (GERMANY) | 39 | foot mounting | 13 |  | 2 |  | C |  | EACH |  |  |  |  | 8/6/2021 | 8/6/2022 | M2006021-0500 | 13
1175 |  | OP128 CRANK GANTRY | DRIV | JENOPTIK M2006021-128 CRANK GAGE DRIVE UNIT - 667280 |  |  |  | DGP-40-500-PPV-A-B | 18 | 43213 | FESTO | 5 | linear actuator | 15 |  | 1 | 1 | A |  | EACH | $1600.00 | 90 | AS |  | 8/6/2021 | 8/6/2022 | M2006021-0500 | 13
1176 |  | OP128 CRANK GANTRY | DRIV | JENOPTIK M2006021-128 CRANK GAGE DRIVE UNIT - 667280 |  |  |  | 10012477 | 8 | 30336 | JENOPTIK INDUSTRIAL METROLOGY (GERMANY) | 39 | carrier | 7 |  | 1 |  | C |  | EACH |  |  |  |  | 8/6/2021 | 8/6/2022 | M2006021-0500 | 13
1177 |  | OP128 CRANK GANTRY | DRIV | JENOPTIK M2006021-128 CRANK GAGE DRIVE UNIT - 667280 |  |  |  | BES M12ME-PSC40B-S04G | 21 | 39333 | BALLUFF | 7 | proximity switch BES M12ME-PSC40B-S04G | 38 |  | 2 | 1 | A |  | EACH | $110.00 | 60 | AS |  | 8/6/2021 | 8/6/2022 | M2006021-0500 | 13
1178 |  | OP128 CRANK GANTRY | DRIV | JENOPTIK M2006021-128 CRANK GAGE DRIVE UNIT - 667280 |  |  |  | BES 12,0-KH-2S | 14 | 39333 | BALLUFF | 7 | clamping holder BES 12,0-KH-2S | 30 |  | 2 |  | C |  | EACH |  |  |  |  | 8/6/2021 | 8/6/2022 | M2006021-0500 | 13
1179 |  | OP128 CRANK GANTRY | DRIV | JENOPTIK M2006021-128 CRANK GAGE DRIVE UNIT - 667280 |  |  |  | MA 225 M | 8 | 12635 | ACE CONTROLS | 12 | Shock absorber MA 225 M | 23 |  | 2 | 1 | A |  | EACH | $305.00 | 60 | AS |  | 8/6/2021 | 8/6/2022 | M2006021-0500 | 13
1180 |  | OP128 CRANK GANTRY | DRIV | JENOPTIK M2006021-128 CRANK GAGE DRIVE UNIT - 667280 |  |  |  | IM028665 | 8 | 30336 | JENOPTIK INDUSTRIAL METROLOGY (GERMANY) | 39 | bolt 10 x 4,5 DIN6321 | 24 |  | 2 |  | C |  | EACH |  |  |  |  | 8/6/2021 | 8/6/2022 | M2006021-0500 | 13
1181 |  | OP128 CRANK GANTRY | DRIV | JENOPTIK M2006021-128 CRANK GAGE DRIVE UNIT - 667280 |  |  |  | 25 WL KUVE 25 WL W1 G3 V1 RRFT / 750-60 / 50 (10020505) | 55 | 30336 | JENOPTIK INDUSTRIAL METROLOGY (GERMANY) | 39 | ball recirculation unit | 23 |  | 1 | 1 | A |  | EACH | $936.00 | 77 | AS |  | 8/6/2021 | 8/6/2022 | M2006021-0500 | 13
1182 |  | OP128 CRANK GANTRY | DRIV | JENOPTIK M2006021-128 CRANK GAGE DRIVE UNIT - 667280 |  |  |  | 10020645 | 8 | 30336 | JENOPTIK INDUSTRIAL METROLOGY (GERMANY) | 39 | sheet metal wiper | 17 |  | 2 |  | C |  | EACH |  |  |  |  | 8/6/2021 | 8/6/2022 | M2006021-0500 | 13
1183 |  | OP128 CRANK GANTRY | DRIV | JENOPTIK M2006021-128 CRANK GAGE DRIVE UNIT - 667280 |  |  |  | 10037047 | 8 | 30336 | JENOPTIK INDUSTRIAL METROLOGY (GERMANY) | 39 | base plate | 10 |  | 1 |  | C |  | EACH |  |  |  |  | 8/6/2021 | 8/6/2022 | M2006021-0500 | 13
1184 |  | OP128 CRANK GANTRY | DRIV | JENOPTIK M2006021-128 CRANK GAGE DRIVE UNIT - 667280 |  |  |  | 670831 | 6 | 30336 | JENOPTIK INDUSTRIAL METROLOGY (GERMANY) | 39 | axle | 4 |  | 1 |  | C |  | EACH |  |  |  |  | 8/6/2021 | 8/6/2022 | M2006021-0500 | 13
1185 |  | OP128 CRANK GANTRY | DRIV | JENOPTIK M2006021-128 CRANK GAGE DRIVE UNIT - 667280 |  |  |  | 665852 | 6 | 30336 | JENOPTIK INDUSTRIAL METROLOGY (GERMANY) | 39 | fork plate | 10 |  | 1 |  | C |  | EACH |  |  |  |  | 8/6/2021 | 8/6/2022 | M2006021-0500 | 13
1186 |  | OP128 CRANK GANTRY | DRIV | JENOPTIK M2006021-128 CRANK GAGE DRIVE UNIT - 667280 |  |  |  | 667314 | 6 | 30336 | JENOPTIK INDUSTRIAL METROLOGY (GERMANY) | 39 | guide bar | 9 |  | 2 | 1 | A |  | EACH | $95.00 | 60 | AS |  | 8/6/2021 | 8/6/2022 | M2006021-0500 | 13
1187 |  | OP128 CRANK GANTRY | DRIV | JENOPTIK M2006021-128 CRANK GAGE DRIVE UNIT - 667280 |  |  |  | 665872 | 6 | 30336 | JENOPTIK INDUSTRIAL METROLOGY (GERMANY) | 39 | prism plate | 11 |  | 2 |  | C |  | EACH |  |  |  |  | 8/6/2021 | 8/6/2022 | M2006021-0500 | 13
1188 |  | OP128 CRANK GANTRY | DRIV | JENOPTIK M2006021-128 CRANK GAGE DRIVE UNIT - 667280 |  |  |  | 665919 | 6 | 30336 | JENOPTIK INDUSTRIAL METROLOGY (GERMANY) | 39 | cover prism | 11 |  | 4 | 1 | A |  | EACH | $30.00 | 60 | AS |  | 8/6/2021 | 8/6/2022 | M2006021-0500 | 13
1189 |  | OP128 CRANK GANTRY | DRIV | JENOPTIK M2006021-128 CRANK GAGE DRIVE UNIT - 667280 |  |  |  | 10011285 | 8 | 30336 | JENOPTIK INDUSTRIAL METROLOGY (GERMANY) | 39 | stop plate | 10 |  | 6 |  | C |  | EACH |  |  |  |  | 8/6/2021 | 8/6/2022 | M2006021-0500 | 13
1190 |  | OP128 CRANK GANTRY | DRIV | JENOPTIK M2006021-128 CRANK GAGE DRIVE UNIT - 667280 |  |  |  | 10059797 | 8 | 30336 | JENOPTIK INDUSTRIAL METROLOGY (GERMANY) | 39 | holder | 6 |  | 3 |  | C |  | EACH |  |  |  |  | 8/6/2021 | 8/6/2022 | M2006021-0500 | 13
1191 |  | OP128 CRANK GANTRY | CLMP | JENOPTIK M2006021-128 CRANK GAGE CLAMPING WORKPIECE - 662676 |  |  |  | HGP-25-A-B-SSK | 14 | 43213 | FESTO | 5 | parallel gripper | 16 |  | 1 | 1 | A |  | EACH | $1980.00 | 60 | AS |  | 8/6/2021 | 8/6/2022 | M2006021-0500 | 13
1192 |  | OP128 CRANK GANTRY | CLMP | JENOPTIK M2006021-128 CRANK GAGE CLAMPING WORKPIECE - 662676 |  |  |  | SME-8-S-LED-24 150857 | 22 | 43213 | FESTO | 5 | proximity sensor SME-8-S-LED-24 150857 | 39 |  | 2 | 1 | A |  | EACH | $110.00 | 60 | AS |  | 8/6/2021 | 8/6/2022 | M2006021-0500 | 13
1193 |  | OP128 CRANK GANTRY | CLMP | JENOPTIK M2006021-128 CRANK GAGE CLAMPING WORKPIECE - 662676 |  |  |  | IM063286 | 8 | 30336 | JENOPTIK INDUSTRIAL METROLOGY (GERMANY) | 39 | centering sleeve ZBH-9 | 22 |  | 2 |  | C |  | EACH |  |  |  |  | 8/6/2021 | 8/6/2022 | M2006021-0500 | 13
1194 |  | OP128 CRANK GANTRY | CLMP | JENOPTIK M2006021-128 CRANK GAGE CLAMPING WORKPIECE - 662676 |  |  |  | 667515 | 6 | 30336 | JENOPTIK INDUSTRIAL METROLOGY (GERMANY) | 39 | gripper jaw | 11 |  | 2 | 1 | A |  | EACH | $80.00 | 60 | AS |  | 8/6/2021 | 8/6/2022 | M2006021-0500 | 13
1195 |  | OP128 CRANK GANTRY | CLMP | JENOPTIK M2006021-128 CRANK GAGE CLAMPING WORKPIECE - 662676 |  |  |  | 10055972 | 8 | 30336 | JENOPTIK INDUSTRIAL METROLOGY (GERMANY) | 39 | insert gripper jaw | 18 |  | 2 | 1 | A |  | EACH | $110.00 | 60 | AS |  | 8/6/2021 | 8/6/2022 | M2006021-0500 | 13
1196 |  | OP128 CRANK GANTRY | CLMP | JENOPTIK M2006021-128 CRANK GAGE CLAMPING WORKPIECE - 662676 |  |  |  | 10043044 | 8 | 30336 | JENOPTIK INDUSTRIAL METROLOGY (GERMANY) | 39 | base plate | 10 |  | 1 |  | C |  | EACH |  |  |  |  | 8/6/2021 | 8/6/2022 | M2006021-0500 | 13
1197 |  | OP128 CRANK GANTRY | CLMP | JENOPTIK M2006021-128 CRANK GAGE CLAMPING WORKPIECE - 662676 |  |  |  | 10055970 | 8 | 30336 | JENOPTIK INDUSTRIAL METROLOGY (GERMANY) | 39 | holder | 6 |  | 1 |  | C |  | EACH |  |  |  |  | 8/6/2021 | 8/6/2022 | M2006021-0500 | 13
1198 |  | OP128 CRANK GANTRY | PROB | JENOPTIK M2006021-128 CRANK GAGE MEASUREMENT SATELLITES - 665098 |  |  |  | PS100-16-HBT | 12 | 30336 | JENOPTIK INDUSTRIAL METROLOGY (GERMANY) | 39 | Gageline PS100-16-HBT | 21 |  | 2 | 1 | A | Y | EACH | $4476.00 | 60 | AS |  | 8/6/2021 | 8/6/2022 | M2006021-0500 | 13
1199 |  | OP128 CRANK GANTRY | PROB | JENOPTIK M2006021-128 CRANK GAGE MEASUREMENT SATELLITES - 665098 |  |  |  | PS50-4-AV | 9 | 30336 | JENOPTIK INDUSTRIAL METROLOGY (GERMANY) | 39 | Gageline PS50-4-AV | 18 |  | 1 | 1 | A | Y | EACH | $2151.00 | 60 | AS |  | 8/6/2021 | 8/6/2022 | M2006021-0500 | 13
1200 |  | OP128 CRANK GANTRY | PROB | JENOPTIK M2006021-128 CRANK GAGE MEASUREMENT SATELLITES - 665098 |  |  |  | PS50-4-D (M23) | 14 | 30336 | JENOPTIK INDUSTRIAL METROLOGY (GERMANY) | 39 | Gageline PS50-4-D (M23) | 23 |  | 1 | 1 | A | Y | EACH | $2013.00 | 60 | AS |  | 8/6/2021 | 8/6/2022 | M2006021-0500 | 13
1201 |  | OP128 CRANK GANTRY | PROB | JENOPTIK M2006021-128 CRANK GAGE MEASUREMENT SATELLITES - 665098 |  |  |  | PS50-4-D (DSUB) | 15 | 30336 | JENOPTIK INDUSTRIAL METROLOGY (GERMANY) | 39 | Gageline PS50-4-D (DSUB) | 24 |  | 1 | 1 | A | Y | EACH | $2004.00 | 60 | AS |  | 8/6/2021 | 8/6/2022 | M2006021-0500 | 13
1202 |  | OP128 CRANK GANTRY | PROB | JENOPTIK M2006021-128 CRANK GAGE MEASUREMENT SATELLITES - 665098 |  |  |  | 10058851 | 8 | 30336 | JENOPTIK INDUSTRIAL METROLOGY (GERMANY) | 39 | Mounting bracket | 16 |  | 5 |  | C |  | EACH |  |  |  |  | 8/6/2021 | 8/6/2022 | M2006021-0500 | 13
1203 |  | OP128 CRANK GANTRY | PROB | JENOPTIK M2006021-128 CRANK GAGE MEASUREMENT SATELLITES - 665098 |  |  |  | 668264 | 6 | 30336 | JENOPTIK INDUSTRIAL METROLOGY (GERMANY) | 39 | bracket | 7 |  | 2 |  | C |  | EACH |  |  |  |  | 8/6/2021 | 8/6/2022 | M2006021-0500 | 13
1204 |  | OP128 CRANK GANTRY | PROB | JENOPTIK M2006021-128 CRANK GAGE MEASUREMENT SATELLITES - 665098 |  |  |  | 668265 | 6 | 30336 | JENOPTIK INDUSTRIAL METROLOGY (GERMANY) | 39 | mounting plate | 14 |  | 2 |  | C |  | EACH |  |  |  |  | 8/6/2021 | 8/6/2022 | M2006021-0500 | 13
1205 |  | OP128 CRANK GANTRY | PROB | JENOPTIK M2006021-128 CRANK GAGE MEASUREMENT SATELLITES - 665098 |  |  |  | PS50 4D (M23) | 13 | 30336 | JENOPTIK INDUSTRIAL METROLOGY (GERMANY) | 39 | label probe no. satellite PS50 4D (M23) | 39 |  | 1 |  | C |  | EACH |  |  |  |  | 8/6/2021 | 8/6/2022 | M2006021-0500 | 13
1206 |  | OP128 CRANK GANTRY | PROB | JENOPTIK M2006021-128 CRANK GAGE MEASUREMENT SATELLITES - 665098 |  |  |  | 10055085 | 8 | 30336 | JENOPTIK INDUSTRIAL METROLOGY (GERMANY) | 39 | Cluster Connector power,Ethernet,Trigger | 40 |  | 4 | 1 | A | Y | EACH | $645.00 | 60 | AS |  | 8/6/2021 | 8/6/2022 | M2006021-0500 | 13
1207 |  | OP128 CRANK GANTRY | PROB | JENOPTIK M2006021-128 CRANK GAGE MEASUREMENT SATELLITES - 665098 |  |  |  | 10053482 | 8 | 30336 | JENOPTIK INDUSTRIAL METROLOGY (GERMANY) | 39 | Trigger-bus termination conn. (male) | 36 |  | 1 | 1 | A |  | EACH | $120.00 | 60 | AS |  | 8/6/2021 | 8/6/2022 | M2006021-0500 | 13
1208 |  | OP128 CRANK GANTRY | PROB | JENOPTIK M2006021-128 CRANK GAGE MEASUREMENT SATELLITES - 665098 |  |  |  | 10053480 | 8 | 30336 | JENOPTIK INDUSTRIAL METROLOGY (GERMANY) | 39 | Trigger-bus termination conn.(female) | 37 |  | 1 | 1 | A |  | EACH | $120.00 | 60 | AS |  | 8/6/2021 | 8/6/2022 | M2006021-0500 | 13
1209 |  | OP128 CRANK GANTRY | PROB | JENOPTIK M2006021-128 CRANK GAGE MEASUREMENT SATELLITES - 665098 |  |  |  | PS100 16HBT | 11 | 30336 | JENOPTIK INDUSTRIAL METROLOGY (GERMANY) | 39 | label probe no. satellite PS100 16HBT | 37 |  | 2 |  | C |  | EACH |  |  |  |  | 8/6/2021 | 8/6/2022 | M2006021-0500 | 13
1210 |  | OP128 CRANK GANTRY | PROB | JENOPTIK M2006021-128 CRANK GAGE MEASUREMENT SATELLITES - 665098 |  |  |  | PS50 | 4 | 30336 | JENOPTIK INDUSTRIAL METROLOGY (GERMANY) | 39 | label probe no. satellite PS50 | 30 |  | 3 |  | C |  | EACH |  |  |  |  | 8/6/2021 | 8/6/2022 | M2006021-0500 | 13
1211 |  | OP128 CRANK GANTRY | PROB | JENOPTIK M2006021-128 CRANK GAGE MEASUREMENT SATELLITES - 665098 |  |  |  | 10048255 | 8 | 30336 | JENOPTIK INDUSTRIAL METROLOGY (GERMANY) | 39 | Snaploc bolt D=7 | 16 |  | 24 |  | C |  | EACH |  |  |  |  | 8/6/2021 | 8/6/2022 | M2006021-0500 | 13
1212 |  | OP128 CRANK GANTRY | PROB | JENOPTIK M2006021-128 CRANK GAGE MEASUREMENT SATELLITES - 665098 |  |  |  | Sub-D 1m | 8 | 37586 | Heidenhain | 10 | connection cable Sub-D 1m | 25 |  | 4 | 1 | B |  | EACH | $245.00 | 100 | AS |  | 8/6/2021 | 8/6/2022 | M2006021-0500 | 13
1213 |  | OP178 CRANK GAGE | BASY | JENOPTIK M2006021-178 CRANK GAGE BASE ASSEMBLY |  |  |  | M2006021-0100-001 | 17 | 30336 | JENOPTIK INDUSTRIAL METROLOGY | 29 | BASE | 4 |  | 1 |  | C |  | EACH |  |  |  |  | 8/6/2021 | 8/6/2022 | M2006021-0100 | 13
1214 |  | OP178 CRANK GAGE | BASY | JENOPTIK M2006021-178 CRANK GAGE BASE ASSEMBLY |  |  |  | M2006021-0100-002 | 17 | 30336 | JENOPTIK INDUSTRIAL METROLOGY | 29 | OUTSIDE COVER | 13 |  | 1 |  | C |  | EACH |  |  |  |  | 8/6/2021 | 8/6/2022 | M2006021-0100 | 13
1215 |  | OP178 CRANK GAGE | BASY | JENOPTIK M2006021-178 CRANK GAGE BASE ASSEMBLY |  |  |  | M2006021-0100-003 | 17 | 30336 | JENOPTIK INDUSTRIAL METROLOGY | 29 | FRONT LEFT COVER | 16 |  | 1 |  | C |  | EACH |  |  |  |  | 8/6/2021 | 8/6/2022 | M2006021-0100 | 13
1216 |  | OP178 CRANK GAGE | BASY | JENOPTIK M2006021-178 CRANK GAGE BASE ASSEMBLY |  |  |  | M2006021-0100-004 | 17 | 30336 | JENOPTIK INDUSTRIAL METROLOGY | 29 | INSIDE COVER | 12 |  | 2 |  | C |  | EACH |  |  |  |  | 8/6/2021 | 8/6/2022 | M2006021-0100 | 13
1217 |  | OP178 CRANK GAGE | BASY | JENOPTIK M2006021-178 CRANK GAGE BASE ASSEMBLY |  |  |  | M2006021-0100-005 | 17 | 30336 | JENOPTIK INDUSTRIAL METROLOGY | 29 | FRONT MIDDLE COVER | 18 |  | 1 |  | C |  | EACH |  |  |  |  | 8/6/2021 | 8/6/2022 | M2006021-0100 | 13
1218 |  | OP178 CRANK GAGE | BASY | JENOPTIK M2006021-178 CRANK GAGE BASE ASSEMBLY |  |  |  | M2006021-0100-006 | 17 | 30336 | JENOPTIK INDUSTRIAL METROLOGY | 29 | FRONT RIGHT COVER | 17 |  | 1 |  | C |  | EACH |  |  |  |  | 8/6/2021 | 8/6/2022 | M2006021-0100 | 13
1219 |  | OP178 CRANK GAGE | BASY | JENOPTIK M2006021-178 CRANK GAGE BASE ASSEMBLY |  |  |  | M2006021-0100-007 | 17 | 30336 | JENOPTIK INDUSTRIAL METROLOGY | 29 | PNUEMATICS PANEL | 16 |  | 1 |  | C |  | EACH |  |  |  |  | 8/6/2021 | 8/6/2022 | M2006021-0100 | 13
1220 |  | OP178 CRANK GAGE | BASY | JENOPTIK M2006021-178 CRANK GAGE BASE ASSEMBLY |  |  |  | M2006021-0100-008 | 17 | 30336 | JENOPTIK INDUSTRIAL METROLOGY | 29 | BRACKET | 7 |  | 2 |  | C |  | EACH |  |  |  |  | 8/6/2021 | 8/6/2022 | M2006021-0100 | 13
1221 |  | OP178 CRANK GAGE | BASY | JENOPTIK M2006021-178 CRANK GAGE BASE ASSEMBLY |  |  |  | M2006021-0100-009 | 17 | 30336 | JENOPTIK INDUSTRIAL METROLOGY | 29 | MANIFOLD BLOCK | 14 |  | 1 |  | C |  | EACH |  |  |  |  | 8/6/2021 | 8/6/2022 | M2006021-0100 | 13
1222 |  | OP178 CRANK GAGE | BASY | JENOPTIK M2006021-178 CRANK GAGE BASE ASSEMBLY |  |  |  | M2006021-0100-010 | 17 | 30336 | JENOPTIK INDUSTRIAL METROLOGY | 29 | DRIP TRAY | 9 |  | 1 |  | C |  | EACH |  |  |  |  | 8/6/2021 | 8/6/2022 | M2006021-0100 | 13
1223 |  | OP178 CRANK GAGE | BASY | JENOPTIK M2006021-178 CRANK GAGE BASE ASSEMBLY |  |  |  | M2006021-0100-011 | 17 | 30336 | JENOPTIK INDUSTRIAL METROLOGY | 29 | BRACKET | 7 |  | 1 |  | C |  | EACH |  |  |  |  | 8/6/2021 | 8/6/2022 | M2006021-0100 | 13
1224 |  | OP178 CRANK GAGE | BASY | JENOPTIK M2006021-178 CRANK GAGE BASE ASSEMBLY |  |  |  | M2006021-0100-012 | 17 | 30336 | JENOPTIK INDUSTRIAL METROLOGY | 29 | FOOT PLATE | 10 |  | 4 |  | C |  | EACH |  |  |  |  | 8/6/2021 | 8/6/2022 | M2006021-0100 | 13
1225 |  | OP178 CRANK GAGE | BASY | JENOPTIK M2006021-178 CRANK GAGE BASE ASSEMBLY |  |  |  | M2006021-0300-002 | 17 | 17828 | AGS | 3 | FENCE ASSEMBLY | 14 |  | 1 |  | C |  | EACH |  |  |  |  | 8/6/2021 | 8/6/2022 | M2006021-0100 | 13
1226 |  | OP178 CRANK GAGE | BASY | JENOPTIK M2006021-178 CRANK GAGE BASE ASSEMBLY |  |  |  | BNSHA 120-32 | 12 | NA - TMS | BILZ | 4 | ISOLATION PAD | 13 |  | 4 |  | C |  | EACH |  |  |  |  | 8/6/2021 | 8/6/2022 | M2006021-0100 | 13
1227 |  | OP178 CRANK GAGE | BASY | JENOPTIK M2006021-178 CRANK GAGE BASE ASSEMBLY |  |  |  | 210763A | 7 | 20985 | C&C MANUFACTURING | 17 | GUARDING | 8 |  | 1 |  | C |  | EACH |  |  |  |  | 8/6/2021 | 8/6/2022 | M2006021-0100 | 13
1228 |  | OP178 CRANK GAGE | BASY | JENOPTIK M2006021-178 CRANK GAGE BASE ASSEMBLY |  |  |  | MGB-L1HEB-PNA-L-159093 | 22 | 84861 | EUCHNER | 7 | LOCKING SET | 11 |  | 2 | 1 | A |  | EACH | $5500.00 | 60 | AS |  | 8/6/2021 | 8/6/2022 | M2006021-0100 | 13
1229 |  | OP178 CRANK GAGE | BASY | JENOPTIK M2006021-178 CRANK GAGE BASE ASSEMBLY |  |  |  | MGB-L1HEB-PNA-R-159091 | 22 | 84861 | EUCHNER | 7 | LOCKING SET | 11 |  | 1 | 1 | A |  | EACH | $5500.00 | 60 | AS |  | 8/6/2021 | 8/6/2022 | M2006021-0100 | 13
1230 |  | OP178 CRANK GAGE | BASY | JENOPTIK M2006021-178 CRANK GAGE BASE ASSEMBLY |  |  |  | GRLA-1/8-B | 10 | 43213 | FESTO | 5 | FLOW CONTROL VALVE | 18 |  | 1 | 1 | A |  | EACH | $70.00 | 30 | AS |  | 8/6/2021 | 8/6/2022 | M2006021-0100 | 13
1231 |  | OP178 CRANK GAGE | BASY | JENOPTIK M2006021-178 CRANK GAGE BASE ASSEMBLY |  |  |  | QS-G1/8-6-I | 11 | 43213 | FESTO | 5 | AIR FITTING | 11 |  | 1 | 1 | B |  | EACH | $10.00 | 30 | AS |  | 8/6/2021 | 8/6/2022 | M2006021-0100 | 13
1232 |  | OP178 CRANK GAGE | BASY | JENOPTIK M2006021-178 CRANK GAGE BASE ASSEMBLY |  |  |  | 2078809 | 7 | 47539 | HILTI | 5 | STUD ANCHOR | 11 |  | 4 |  | C |  | EACH |  |  |  |  | 8/6/2021 | 8/6/2022 | M2006021-0100 | 13
1233 |  | OP178 CRANK GAGE | BASY | JENOPTIK M2006021-178 CRANK GAGE BASE ASSEMBLY |  |  |  | OGE200 | 6 | 53049 | IFM EFECTOR | 11 | PHOTOELECTRIC RECIEVER | 22 |  | 1 | 1 | A |  | EACH | $151.00 | 30 | AS |  | 8/6/2021 | 8/6/2022 | M2006021-0100 | 13
1234 |  | OP178 CRANK GAGE | BASY | JENOPTIK M2006021-178 CRANK GAGE BASE ASSEMBLY |  |  |  | OGS200 | 6 | 53049 | IFM EFECTOR | 11 | PHOTOELECTRIC TRANSMITTER | 25 |  | 1 | 1 | A |  | EACH | $124.00 | 30 | AS |  | 8/6/2021 | 8/6/2022 | M2006021-0100 | 13
1235 |  | OP178 CRANK GAGE | BASY | JENOPTIK M2006021-178 CRANK GAGE BASE ASSEMBLY |  |  |  | 2815K186 | 8 | 30025 | McMASTER CARR | 13 | COMPRESSION FITTING | 19 |  | 4 | 1 | A |  | EACH | $12.00 | 30 | AS |  | 8/6/2021 | 8/6/2022 | M2006021-0100 | 13
1236 |  | OP178 CRANK GAGE | BASY | JENOPTIK M2006021-178 CRANK GAGE BASE ASSEMBLY |  |  |  | 50915K802 | 9 | 30025 | McMASTER CARR | 13 | TUBE SUPPORT | 12 |  | 2 | 1 | B |  | EACH | $6.00 | 30 | AS |  | 8/6/2021 | 8/6/2022 | M2006021-0100 | 13
1237 |  | OP178 CRANK GAGE | BASY | JENOPTIK M2006021-178 CRANK GAGE BASE ASSEMBLY |  |  |  | 53505K41 | 8 | 30025 | McMASTER CARR | 13 | 1/8 INCH 90 DEGREE BARBED FITTING | 33 |  | 1 |  | C |  | EACH |  |  |  |  | 8/6/2021 | 8/6/2022 | M2006021-0100 | 13
1238 |  | OP178 CRANK GAGE | BASY | JENOPTIK M2006021-178 CRANK GAGE BASE ASSEMBLY |  |  |  | KW3-V7 | 6 | 84949 | SKF | 3 | GRAVITY FEED RESEVOIR WITH INJECTION OILER PER EXOTIC AUTOMATION QUOTE #E0004840708 DATED 2/20/2021 | 99 |  | 1 | 1 | A |  | EACH | $2702.00 | 60 | AS |  | 8/6/2021 | 8/6/2022 | M2006021-0100 | 13
1239 |  | OP178 CRANK GAGE | BASY | JENOPTIK M2006021-178 CRANK GAGE BASE ASSEMBLY |  |  |  | M2006021-0100-014 | 17 | 30336 | JENOPTIK INDUSTRIAL METROLOGY | 29 | BRACKET | 7 |  | 4 |  | C |  | EACH |  |  |  |  | 8/6/2021 | 8/6/2022 | M2006021-0100 | 13
1240 |  | OP178 CRANK GAGE | BASY | JENOPTIK M2006021-178 CRANK GAGE BASE ASSEMBLY |  |  |  | 6212.110 L747 | 13 | 55077 | RITTAL | 6 | SUPPORT SECTION | 15 |  | 1 |  | C |  | EACH |  |  |  |  | 8/6/2021 | 8/6/2022 | M2006021-0100 | 13
1241 |  | OP178 CRANK GAGE | BASY | JENOPTIK M2006021-178 CRANK GAGE BASE ASSEMBLY |  |  |  | 6212.150 L84 | 12 | 55077 | RITTAL | 6 | SUPPORT SECTION | 15 |  | 1 |  | C |  | EACH |  |  |  |  | 8/6/2021 | 8/6/2022 | M2006021-0100 | 13
1242 |  | OP178 CRANK GAGE | BASY | JENOPTIK M2006021-178 CRANK GAGE BASE ASSEMBLY |  |  |  | 6212.300 | 8 | 55077 | RITTAL | 6 | COUPLING | 8 |  | 1 |  | C |  | EACH |  |  |  |  | 8/6/2021 | 8/6/2022 | M2006021-0100 | 13
1243 |  | OP178 CRANK GAGE | BASY | JENOPTIK M2006021-178 CRANK GAGE BASE ASSEMBLY |  |  |  | 6212.600 | 8 | 55077 | RITTAL | 6 | JOINT | 5 |  | 1 |  | C |  | EACH |  |  |  |  | 8/6/2021 | 8/6/2022 | M2006021-0100 | 13
1244 |  | OP178 CRANK GAGE | BASY | JENOPTIK M2006021-178 CRANK GAGE BASE ASSEMBLY |  |  |  | 6212.740 W0 | 11 | 55077 | RITTAL | 6 | WALL MOUNTED HINGE | 18 |  | 1 |  | C |  | EACH |  |  |  |  | 8/6/2021 | 8/6/2022 | M2006021-0100 | 13
1245 |  | OP178 CRANK GAGE | BASY | JENOPTIK M2006021-178 CRANK GAGE BASE ASSEMBLY |  |  |  | 6212.500 | 8 | 55077 | RITTAL | 6 | ADAPTER SUPPORT ARM CONNECTION | 30 |  | 1 |  | C |  | EACH |  |  |  |  | 8/6/2021 | 8/6/2022 | M2006021-0100 | 13
1246 |  | OP178 CRANK GAGE | BASY | JENOPTIK M2006021-178 CRANK GAGE BASE ASSEMBLY |  |  |  | MGB-E-A2-106051 | 15 | 84861 | EUCHNER | 7 | ESCAPE RELEASE MODULE | 21 |  | 2 |  | C |  | EACH |  |  |  |  | 8/6/2021 | 8/6/2022 | M2006021-0100 | 13
1247 |  | OP178 CRANK GAGE | RACK | JENOPTIK M2006021-178 CRANK GAGE REJECT RACK |  |  |  | M2006021-0200-001 | 17 | 30336 | JENOPTIK INDUSTRIAL METROLOGY | 29 | STAND | 5 |  | 1 |  | C |  | EACH |  |  |  |  | 8/6/2021 | 8/6/2022 | M2006021-0200 | 13
1248 |  | OP178 CRANK GAGE | RACK | JENOPTIK M2006021-178 CRANK GAGE REJECT RACK |  |  |  | M2006021-0200-002 | 17 | 30336 | JENOPTIK INDUSTRIAL METROLOGY | 29 | GUIDE RAIL BRACKET | 18 |  | 2 |  | C |  | EACH |  |  |  |  | 8/6/2021 | 8/6/2022 | M2006021-0200 | 13
1249 |  | OP178 CRANK GAGE | RACK | JENOPTIK M2006021-178 CRANK GAGE REJECT RACK |  |  |  | M2006021-0200-003 | 17 | 30336 | JENOPTIK INDUSTRIAL METROLOGY | 29 | RAIL | 4 |  | 2 | 1 | A |  | EACH | $1400.00 | 60 | AS |  | 8/6/2021 | 8/6/2022 | M2006021-0200 | 13
1250 |  | OP178 CRANK GAGE | RACK | JENOPTIK M2006021-178 CRANK GAGE REJECT RACK |  |  |  | M2006021-0200-004 | 17 | 30336 | JENOPTIK INDUSTRIAL METROLOGY | 29 | KEVLAR PAD | 10 |  | 8 | 1 | B |  | EACH | $450.00 | 60 | AS |  | 8/6/2021 | 8/6/2022 | M2006021-0200 | 13
1251 |  | OP178 CRANK GAGE | RACK | JENOPTIK M2006021-178 CRANK GAGE REJECT RACK |  |  |  | M2006021-0200-005 | 17 | 30336 | JENOPTIK INDUSTRIAL METROLOGY | 29 | SIDE WALL | 9 |  | 2 |  | C |  | EACH |  |  |  |  | 8/6/2021 | 8/6/2022 | M2006021-0200 | 13
1252 |  | OP178 CRANK GAGE | RACK | JENOPTIK M2006021-178 CRANK GAGE REJECT RACK |  |  |  | M2006021-0200-006 | 17 | 30336 | JENOPTIK INDUSTRIAL METROLOGY | 29 | COVER | 5 |  | 4 |  | C |  | EACH |  |  |  |  | 8/6/2021 | 8/6/2022 | M2006021-0200 | 13
1253 |  | OP178 CRANK GAGE | RACK | JENOPTIK M2006021-178 CRANK GAGE REJECT RACK |  |  |  | M2006021-0200-007 | 17 | 30336 | JENOPTIK INDUSTRIAL METROLOGY | 29 | GRAVITY DOG | 11 |  | 8 |  | C |  | EACH |  |  |  |  | 8/6/2021 | 8/6/2022 | M2006021-0200 | 13
1254 |  | OP178 CRANK GAGE | RACK | JENOPTIK M2006021-178 CRANK GAGE REJECT RACK |  |  |  | M2006021-0200-008 | 17 | 30336 | JENOPTIK INDUSTRIAL METROLOGY | 29 | FRONT END PLATE | 15 |  | 1 |  | C |  | EACH |  |  |  |  | 8/6/2021 | 8/6/2022 | M2006021-0200 | 13
1255 |  | OP178 CRANK GAGE | RACK | JENOPTIK M2006021-178 CRANK GAGE REJECT RACK |  |  |  | M2006021-0200-009 | 17 | 30336 | JENOPTIK INDUSTRIAL METROLOGY | 29 | END PLATE BRACKET | 17 |  | 4 |  | C |  | EACH |  |  |  |  | 8/6/2021 | 8/6/2022 | M2006021-0200 | 13
1256 |  | OP178 CRANK GAGE | RACK | JENOPTIK M2006021-178 CRANK GAGE REJECT RACK |  |  |  | M2006021-0200-010 | 17 | 30336 | JENOPTIK INDUSTRIAL METROLOGY | 29 | FIXED SHAFT STAND | 17 |  | 2 |  | C |  | EACH |  |  |  |  | 8/6/2021 | 8/6/2022 | M2006021-0200 | 13
1257 |  | OP178 CRANK GAGE | RACK | JENOPTIK M2006021-178 CRANK GAGE REJECT RACK |  |  |  | M2006021-0200-011 | 17 | 30336 | JENOPTIK INDUSTRIAL METROLOGY | 29 | ADJUSTABLE SHAFT STAND | 22 |  | 2 |  | C |  | EACH |  |  |  |  | 8/6/2021 | 8/6/2022 | M2006021-0200 | 13
1258 |  | OP178 CRANK GAGE | RACK | JENOPTIK M2006021-178 CRANK GAGE REJECT RACK |  |  |  | M2006021-0200-012 | 17 | 30336 | JENOPTIK INDUSTRIAL METROLOGY | 29 | END STOP BLOCK | 14 |  | 2 |  | C |  | EACH |  |  |  |  | 8/6/2021 | 8/6/2022 | M2006021-0200 | 13
1259 |  | OP178 CRANK GAGE | RACK | JENOPTIK M2006021-178 CRANK GAGE REJECT RACK |  |  |  | M2006021-0200-013 | 17 | 30336 | JENOPTIK INDUSTRIAL METROLOGY | 29 | END STOP CAP | 12 |  | 2 | 1 | B |  | EACH | $500.00 | 60 | AS |  | 8/6/2021 | 8/6/2022 | M2006021-0200 | 13
1260 |  | OP178 CRANK GAGE | RACK | JENOPTIK M2006021-178 CRANK GAGE REJECT RACK |  |  |  | M2006021-0200-014 | 17 | 30336 | JENOPTIK INDUSTRIAL METROLOGY | 29 | REAR END PLATE | 14 |  | 1 |  | C |  | EACH |  |  |  |  | 8/6/2021 | 8/6/2022 | M2006021-0200 | 13
1261 |  | OP178 CRANK GAGE | RACK | JENOPTIK M2006021-178 CRANK GAGE REJECT RACK |  |  |  | M2006021-0200-015 | 17 | 30336 | JENOPTIK INDUSTRIAL METROLOGY | 29 | PART PAD | 8 |  | 8 |  | C |  | EACH |  |  |  |  | 8/6/2021 | 8/6/2022 | M2006021-0200 | 13
1262 |  | OP178 CRANK GAGE | RACK | JENOPTIK M2006021-178 CRANK GAGE REJECT RACK |  |  |  | M2006021-0200-016 | 17 | 30336 | JENOPTIK INDUSTRIAL METROLOGY | 29 | SPACER BLOCK | 12 |  | 8 |  | C |  | EACH |  |  |  |  | 8/6/2021 | 8/6/2022 | M2006021-0200 | 13
1263 |  | OP178 CRANK GAGE | RACK | JENOPTIK M2006021-178 CRANK GAGE REJECT RACK |  |  |  | MDZW14 | 6 | 64621 | MISUMI | 6 | THRUST WASHER | 13 |  | 16 |  | C |  | EACH |  |  |  |  | 8/6/2021 | 8/6/2022 | M2006021-0200 | 13
1264 |  | OP178 CRANK GAGE | RACK | JENOPTIK M2006021-178 CRANK GAGE REJECT RACK |  |  |  | MSB8-45 | 7 | 64621 | MISUMI | 6 | SHOULDER BOLT | 13 |  | 4 |  | C |  | EACH |  |  |  |  | 8/6/2021 | 8/6/2022 | M2006021-0200 | 13
1265 |  | OP178 CRANK GAGE | RACK | JENOPTIK M2006021-178 CRANK GAGE REJECT RACK |  |  |  | OP-87404 | 8 | 44148 | KEYENCE | 7 | SWIVEL BRACKET | 14 |  | 2 |  | C |  | EACH |  |  |  |  | 8/6/2021 | 8/6/2022 | M2006021-0200 | 13
1266 |  | OP178 CRANK GAGE | RACK | JENOPTIK M2006021-178 CRANK GAGE REJECT RACK |  |  |  | PZ-M53P | 7 | 44148 | KEYENCE | 7 | PHOTOELECTRIC SENSOR | 20 |  | 2 | 1 | A |  | EACH | $228.00 | 30 | AS |  | 8/6/2021 | 8/6/2022 | M2006021-0200 | 13
1267 |  | OP178 CRANK GAGE | RACK | JENOPTIK M2006021-178 CRANK GAGE REJECT RACK |  |  |  | SCWM30 | 6 | 64621 | MISUMI | 6 | SHAFT COLLAR | 12 |  | 6 |  | C |  | EACH |  |  |  |  | 8/6/2021 | 8/6/2022 | M2006021-0200 | 13
1268 |  | OP178 CRANK GAGE | RACK | JENOPTIK M2006021-178 CRANK GAGE REJECT RACK |  |  |  | SFJ30-482 | 9 | 64621 | MISUMI | 6 | PRECISION LINEAR SHAFT | 22 |  | 3 | 1 | B |  | EACH | $62.00 | 30 | AS |  | 8/6/2021 | 8/6/2022 | M2006021-0200 | 13
1269 |  | OP178 CRANK GAGE | RACK | JENOPTIK M2006021-178 CRANK GAGE REJECT RACK |  |  |  | SHFZ16-12 | 9 | 64621 | MISUMI | 6 | BUSHING | 7 |  | 8 | 1 | B |  | EACH | $24.00 | 30 | AS |  | 8/6/2021 | 8/6/2022 | M2006021-0200 | 13
1270 |  | OP178 CRANK GAGE | RACK | JENOPTIK M2006021-178 CRANK GAGE REJECT RACK |  |  |  | STWS16 | 6 | 64621 | MISUMI | 6 | RETAINING RING | 14 |  | 8 |  | C |  | EACH |  |  |  |  | 8/6/2021 | 8/6/2022 | M2006021-0200 | 13
1271 |  | OP178 CRANK GAGE | RACK | JENOPTIK M2006021-178 CRANK GAGE REJECT RACK |  |  |  | CLM-20-SLF-BO | 13 | 64460 | CARR LANE | 9 | LEVELING FOOT | 13 |  | 4 |  | C |  | EACH |  |  |  |  | 8/6/2021 | 8/6/2022 | M2006021-0200 | 13
1272 |  | OP178 CRANK GAGE | RACK | JENOPTIK M2006021-178 CRANK GAGE REJECT RACK |  |  |  | 2078809 | 7 | 47539 | HILTI | 5 | STUD ANCHOR | 11 |  | 4 |  | C |  | EACH |  |  |  |  | 8/6/2021 | 8/6/2022 | M2006021-0200 | 13
1273 |  | OP178 CRANK GAGE | RACK | JENOPTIK M2006021-178 CRANK GAGE REJECT RACK |  |  |  | FSFJFB-D16-L31-N6-H12 | 21 | 64621 | MISUMI | 6 | PRECISION LINEAR SHAFT | 22 |  | 8 | 1 | B |  | EACH | $15.00 | 30 | AS |  | 8/6/2021 | 8/6/2022 | M2006021-0200 | 13
1274 |  | OP178 CRANK GAGE | RACK | JENOPTIK M2006021-178 CRANK GAGE REJECT RACK |  |  |  | BES M12ME-PSC40B-S04G-003 | 25 | 39333 | BALLUFF | 7 | PROX SWITCH | 11 |  | 1 | 1 | A |  | EACH | $102.00 | 30 | AS |  | 8/6/2021 | 8/6/2022 | M2006021-0200 | 13
1275 |  | OP178 CRANK GAGE | RACK | JENOPTIK M2006021-178 CRANK GAGE REJECT RACK |  |  |  | FABB10-120 | 10 | 64621 | MISUMI | 6 | THREADED ROD | 12 |  | 2 |  | C |  | EACH |  |  |  |  | 8/6/2021 | 8/6/2022 | M2006021-0200 | 13
1276 |  | OP178 CRANK GAGE | RACK | JENOPTIK M2006021-178 CRANK GAGE REJECT RACK |  |  |  | BMS CU-M-D12-B040-00 | 20 | 39333 | BALLUFF | 7 | BASE | 4 |  | 2 |  | C |  | EACH |  |  |  |  | 8/6/2021 | 8/6/2022 | M2006021-0200 | 13
1277 |  | OP178 CRANK GAGE | RACK | JENOPTIK M2006021-178 CRANK GAGE REJECT RACK |  |  |  | BAM002Z (BMS CC-M-D12-B-00) | 27 | 39333 | BALLUFF | 7 | CLAMP | 5 |  | 2 | 1 | A |  | EACH | $57.00 | 30 | AS |  | 8/6/2021 | 8/6/2022 | M2006021-0200 | 13
1278 |  | OP178 CRANK GAGE | RACK | JENOPTIK M2006021-178 CRANK GAGE REJECT RACK |  |  |  | BAM021T (BMS RS-M-D12-0200-00) | 30 | 39333 | BALLUFF | 7 | ROD | 3 |  | 4 | 1 | B |  | EACH | $43.00 | 30 | AS |  | 8/6/2021 | 8/6/2022 | M2006021-0200 | 13
1279 |  | OP178 CRANK GAGE | RACK | JENOPTIK M2006021-178 CRANK GAGE REJECT RACK |  |  |  | 10059 | 5 | 19807 | CENTURY SPRING | 14 | SPRING | 6 |  | 4 | 1 | A |  | EACH | $10.00 | 20 | AS |  | 8/6/2021 | 8/6/2022 | M2006021-0200 | 13
1280 |  | OP178 CRANK GAGE | RACK | JENOPTIK M2006021-178 CRANK GAGE REJECT RACK |  |  |  | 71565 | 5 | 19807 | CENTURY SPRING | 14 | SPRING | 6 |  | 4 | 1 | A |  | EACH | $20.00 | 20 | AS |  | 8/6/2021 | 8/6/2022 | M2006021-0200 | 13
1281 |  | OP178 CRANK GAGE | RACK | JENOPTIK M2006021-178 CRANK GAGE REJECT RACK |  |  |  | WSSB-D25-V6.5-T3 | 16 | 64621 | MISUMI | 6 | WASHER | 6 |  | 8 |  | C |  | EACH |  |  |  |  | 8/6/2021 | 8/6/2022 | M2006021-0200 | 13
1282 |  | OP178 CRANK GAGE | RACK | JENOPTIK M2006021-178 CRANK GAGE REJECT RACK |  |  |  | OGE281 | 6 | 53049 | IFM EFECTOR | 11 | PHOTOELECTRIC RECEIVER SENSOR | 29 |  | 1 | 1 | A |  | EACH | $154.00 | 30 | AS |  | 8/6/2021 | 8/6/2022 | M2006021-0200 | 13
1283 |  | OP178 CRANK GAGE | RACK | JENOPTIK M2006021-178 CRANK GAGE REJECT RACK |  |  |  | OGS280 | 6 | 53049 | IFM EFECTOR | 11 | PHOTOELECTRIC TRANSMITTER SENSOR | 32 |  | 1 | 1 | A |  | EACH | $142.00 | 30 | AS |  | 8/6/2021 | 8/6/2022 | M2006021-0200 | 13
1284 |  | OP178 CRANK GAGE | RACK | JENOPTIK M2006021-178 CRANK GAGE REJECT RACK |  |  |  | BAM0031 | 7 | 39333 | BALLUFF | 7 | FLEXIBLE MOUNT | 14 |  | 2 |  | C |  | EACH |  |  |  |  | 8/6/2021 | 8/6/2022 | M2006021-0200 | 13
1285 |  | OP178 CRANK GAGE | RACK | JENOPTIK M2006021-178 CRANK GAGE REJECT RACK |  |  |  | BAM0032 | 7 | 39333 | BALLUFF | 7 | 18mm FLEXIBLE MOUNT | 19 |  | 2 |  | C |  | EACH |  |  |  |  | 8/6/2021 | 8/6/2022 | M2006021-0200 | 13
1286 |  | OP178 CRANK GAGE | RACK | JENOPTIK M2006021-178 CRANK GAGE REJECT RACK |  |  |  | IFS289 | 6 | 53049 | IFM EFECTOR | 11 | INDUCTIVE PROXIMITY SENSOR | 26 |  | 1 | 1 | A |  | EACH | $69.00 | 30 | AS |  | 8/6/2021 | 8/6/2022 | M2006021-0200 | 13
1287 |  | OP178 CRANK GAGE | SW | JENOPTIK M2006021-178 CRANK GAGE IFM EFFECTOR SWITCHES |  |  |  | 06H302 | 6 | 53049 | IFM EFECTOR | 11 | PHOTOELECTRIC SENSOR | 20 |  | 3 | 1 | A |  | EACH | $185.00 | 60 | AS |  | 8/6/2021 | 8/6/2022 | M2006021-1000 | 13
1288 |  | OP178 CRANK GAGE | SW | JENOPTIK M2006021-178 CRANK GAGE IFM EFFECTOR SWITCHES |  |  |  | IFS289 | 6 | 53049 | IFM EFECTOR | 11 | INDUCTIVE PROXIMITY SENSOR | 26 |  | 9 | 2 | A |  | EACH | $69.00 | 30 | AS |  | 8/6/2021 | 8/6/2022 | M2006021-1000 | 13
1289 |  | OP178 CRANK GAGE | SW | JENOPTIK M2006021-178 CRANK GAGE IFM EFFECTOR SWITCHES |  |  |  | IZ5044 | 6 | 53049 | IFM EFECTOR | 11 | INDUCTIVE SENSOR | 16 |  | 14 | 2 | A |  | EACH | $206.00 | 60 | AS |  | 8/6/2021 | 8/6/2022 | M2006021-1000 | 13
1290 |  | OP178 CRANK GAGE | LASMK | JENOPTIK M2006021-178 CRANK GAGE LASER MARKING SYSTEM |  |  |  | DMR-374X-TMAX | 13 | 27397 | COGNEX | 6 | KIT, DMR-374X-TMAX | 18 |  | 1 | 1 | B |  | EACH | $4650.00 | 60 | AS |  | 8/6/2021 | 8/6/2022 | M2006021-0700 | 13
1291 |  | OP178 CRANK GAGE | LASMK | JENOPTIK M2006021-178 CRANK GAGE LASER MARKING SYSTEM |  |  |  | CCB-12PM12X4D-15 | 16 | 27397 | COGNEX | 6 | POWER CABLE, 15M, 12PIN M12 TO 4 PIN | 36 |  | 1 | 1 | B |  | EACH | $387.00 | 60 | AS |  | 8/6/2021 | 8/6/2022 | M2006021-0700 | 13
1292 |  | OP178 CRANK GAGE | LASMK | JENOPTIK M2006021-178 CRANK GAGE LASER MARKING SYSTEM |  |  |  | DMCB-KEYCONV-ETH | 16 | 27397 | COGNEX | 6 | ETHERNET CABLE, M12 12-PIN X-CODE TO M12 4-PIN D-CODE | 53 |  | 1 | 1 | B |  | EACH | $81.00 | 60 | AS |  | 8/6/2021 | 8/6/2022 | M2006021-0700 | 13
1293 |  | OP178 CRANK GAGE | LASMK | JENOPTIK M2006021-178 CRANK GAGE LASER MARKING SYSTEM |  |  |  | DM100-PIVOTM-00 | 15 | 27397 | COGNEX | 6 | PIVOTING CAMERA MOUNT | 21 |  | 1 | 1 | A |  | EACH | $300.00 | 60 | AS |  | 8/6/2021 | 8/6/2022 | M2006021-0700 | 13
1294 |  | OP178 CRANK GAGE | LASMK | JENOPTIK M2006021-178 CRANK GAGE LASER MARKING SYSTEM |  |  |  | OGD592 | 6 | 53049 | IFM EFECTOR | 11 | OPTICAL DISTANCE SENSOR | 23 |  | 1 | 1 | A |  | EACH | $607.00 | 60 | AS |  | 8/6/2021 | 8/6/2022 | M2006021-0700 | 13
1295 |  | OP178 CRANK GAGE | LASMK | JENOPTIK M2006021-178 CRANK GAGE LASER MARKING SYSTEM |  |  |  | E20719 | 6 | 53049 | IFM EFECTOR | 11 | SWIVEL BRACKET | 14 |  | 1 |  | C |  | EACH |  |  |  |  | 8/6/2021 | 8/6/2022 | M2006021-0700 | 13
1296 |  | OP178 CRANK GAGE | LASMK | JENOPTIK M2006021-178 CRANK GAGE LASER MARKING SYSTEM |  |  |  | EVC064 | 6 | 53049 | IFM EFECTOR | 11 | 5 WIRE MICRO DC PATCH CABLE-5M | 30 |  | 1 | 1 | B |  | EACH | $78.00 | 30 | AS |  | 8/6/2021 | 8/6/2022 | M2006021-0700 | 13
1297 |  | OP178 CRANK GAGE | LASMK | JENOPTIK M2006021-178 CRANK GAGE LASER MARKING SYSTEM |  |  |  | BK350 | 5 | 50306 | APC | 3 | UPS,BACKUP,USB/SERIAL,CS350,350VA | 33 |  | 1 | 1 | B |  | EACH | $158.00 | 60 | AS |  | 8/6/2021 | 8/6/2022 | 94427 | 5
1298 |  | OP178 CRANK GAGE | LASMK | JENOPTIK M2006021-178 CRANK GAGE LASER MARKING SYSTEM |  |  |  | TL50GYRQ | 8 | 56154 | Banner | 6 | STACKLIGHT,LED,50mm,G/Y/R,24V M12QD | 35 |  | 1 | 1 | B |  | EACH | $270.00 | 60 | AS |  | 8/6/2021 | 8/6/2022 | 94427 | 5
1299 |  | OP178 CRANK GAGE | LASMK | JENOPTIK M2006021-178 CRANK GAGE LASER MARKING SYSTEM |  |  |  | 194AA817-C-E19-FCA | 18 | NA - TMS | Dynics | 6 | COMPUTER,RACK MOUNT,DYNICS,WIN-10,FCA | 37 |  | 1 | 1 | A |  | EACH | $7,930.00 | 120 | AS |  | 8/6/2021 | 8/6/2022 | 94427 | 5
1300 |  | OP178 CRANK GAGE | LASMK | JENOPTIK M2006021-178 CRANK GAGE LASER MARKING SYSTEM |  |  |  | 111145 | 6 | 84861 | Euchner | 7 | SAFETY SWITCH,NON-CONT.,2 TRANS. OUTPUT | 39 |  | 1 | 1 | A |  | EACH | $498.00 | 60 | AS |  | 8/6/2021 | 8/6/2022 | 94427 | 5
1301 |  | OP178 CRANK GAGE | LASMK | JENOPTIK M2006021-178 CRANK GAGE LASER MARKING SYSTEM |  |  |  | 98775 | 5 | 84861 | Euchner | 7 | ACTUATOR,SAFETY SWITCH,NON-CONTACT | 34 |  | 1 | 1 | A |  | EACH | $59.00 | 60 | AS |  | 8/6/2021 | 8/6/2022 | 94427 | 5
1302 |  | OP178 CRANK GAGE | LASMK | JENOPTIK M2006021-178 CRANK GAGE LASER MARKING SYSTEM |  |  |  | 096327 | 6 | 84861 | Euchner | 7 | SWITCH,SAFETY,ACTUATOR | 22 |  | 1 | 1 | A |  | EACH | $131.00 | 60 | AS |  | 8/6/2021 | 8/6/2022 | 94427 | 5
1303 |  | OP178 CRANK GAGE | LASMK | JENOPTIK M2006021-178 CRANK GAGE LASER MARKING SYSTEM |  |  |  | 113141 | 6 | 84861 | Euchner | 7 | SWITCH,SAFETY,CET-AR w/GUARDLOCK | 32 |  | 1 | 1 | A |  | EACH | $1793.00 | 60 | AS |  | 8/6/2021 | 8/6/2022 | 94427 | 5
1304 |  | OP178 CRANK GAGE | LASMK | JENOPTIK M2006021-178 CRANK GAGE LASER MARKING SYSTEM |  |  |  | 104 309 | 7 | 84861 | Euchner | 7 | BOLT,ACTUATOR,CET-A-C,RH/LH | 27 |  | 1 | 1 | A |  | EACH | $391.00 | 60 | AS |  | 8/6/2021 | 8/6/2022 | 94427 | 5
1305 |  | OP178 CRANK GAGE | LASMK | JENOPTIK M2006021-178 CRANK GAGE LASER MARKING SYSTEM |  |  |  | DNC-50-400-PPV-KP (163366) | 26 | 43213 | Festo | 5 | CYLINDER,FESTO,50mmX400mm STROKE,C4026 | 38 |  | 1 | 1 | A |  | EACH | $705.00 | 60 | AS |  | 8/6/2021 | 8/6/2022 | 94427 | 5
1306 |  | OP178 CRANK GAGE | LASMK | JENOPTIK M2006021-178 CRANK GAGE LASER MARKING SYSTEM |  |  |  | 34572 YSR-12-12-C | 17 | 43213 | Festo | 5 | SHOCK,ABSORBER,FESTO,C4026 | 26 |  | 2 | 1 | B |  | EACH | $366.00 | 60 | AS |  | 8/6/2021 | 8/6/2022 | 94427 | 5
1307 |  | OP178 CRANK GAGE | LASMK | JENOPTIK M2006021-178 CRANK GAGE LASER MARKING SYSTEM |  |  |  | 679-2711-ND | 11 | NA - TMS | GIGI-KEY | 8 | PROTRUDING INDICATOR LIGHT,LED LAMP | 35 |  | 4 | 1 | B |  | EACH | $30.00 | 30 | AS |  | 8/6/2021 | 8/6/2022 | 94427 | 5
1308 |  | OP178 CRANK GAGE | LASMK | JENOPTIK M2006021-178 CRANK GAGE LASER MARKING SYSTEM |  |  |  | IGC204 | 6 | 53049 | IFM EFECTOR | 11 | PROX,18mm X 46mmLONG,PNP,8mmRANGE,EFECTO | 40 |  | 2 | 1 | A |  | EACH | $217.00 | 60 | AS |  | 8/6/2021 | 8/6/2022 | 94427 | 5
1309 |  | OP178 CRANK GAGE | LASMK | JENOPTIK M2006021-178 CRANK GAGE LASER MARKING SYSTEM |  |  |  | IFC204 | 6 | 53049 | IFM EFECTOR | 11 | PROX,12mm X 45mmLONG,PNP,4mmRANGE,EFECTO | 40 |  | 1 | 1 | A |  | EACH | $215.00 | 60 | AS |  | 8/6/2021 | 8/6/2022 | 94427 | 5
1310 |  | OP178 CRANK GAGE | LASMK | JENOPTIK M2006021-178 CRANK GAGE LASER MARKING SYSTEM |  |  |  | GF711S | 6 | 53049 | IFM EFECTOR | 11 | INDUCTIVE SENSOR,M12,FAIL SAFE,IFM | 34 |  | 1 | 1 | A |  | EACH | $402.00 | 60 | AS |  | 8/6/2021 | 8/6/2022 | 94427 | 5
1311 |  | OP178 CRANK GAGE | LASMK | JENOPTIK M2006021-178 CRANK GAGE LASER MARKING SYSTEM |  |  |  | E11232 | 6 | 53049 | IFM EFECTOR | 11 | CABLE,M12,8-PIN,FLYING LEADS,5 METER | 36 |  | 1 | 1 | B |  | EACH | $82.00 | 60 | AS |  | 8/6/2021 | 8/6/2022 | 94427 | 5
1312 |  | OP178 CRANK GAGE | LASMK | JENOPTIK M2006021-178 CRANK GAGE LASER MARKING SYSTEM |  |  |  | OO5000 | 6 | 53049 | IFM EFECTOR | 11 | PHOTO ELECTRIC,OPTIC,AMPLIFIER,PNP | 34 |  | 1 | 1 | A |  | EACH | $745.00 | 60 | AS |  | 8/6/2021 | 8/6/2022 | 94427 | 5
1313 |  | OP178 CRANK GAGE | LASMK | JENOPTIK M2006021-178 CRANK GAGE LASER MARKING SYSTEM |  |  |  | E20615 | 6 | 53049 | IFM EFECTOR | 11 | FIBER OPTIC,STRAIGHT,2000mm | 27 |  | 1 | 1 | A |  | EACH | $118.00 | 30 | AS |  | 8/6/2021 | 8/6/2022 | 94427 | 5
1314 |  | OP178 CRANK GAGE | LASMK | JENOPTIK M2006021-178 CRANK GAGE LASER MARKING SYSTEM |  |  |  | E20755 | 6 | 53049 | IFM EFECTOR | 11 | FIBER OPTIC,LENS ATTACHMENT | 27 |  | 2 | 1 | A |  | EACH | $102.00 | 30 | AS |  | 8/6/2021 | 8/6/2022 | 94427 | 5
1315 |  | OP178 CRANK GAGE | LASMK | JENOPTIK M2006021-178 CRANK GAGE LASER MARKING SYSTEM |  |  |  | E10204 | 6 | 53049 | IFM EFECTOR | 11 | CLAMP,MOUNTING,FIBER OPTIC,Ø 4 mm | 33 |  | 2 | 1 | B |  | EACH | $16.00 | 30 | AS |  | 8/6/2021 | 8/6/2022 | 94427 | 5
1316 |  | OP178 CRANK GAGE | LASMK | JENOPTIK M2006021-178 CRANK GAGE LASER MARKING SYSTEM |  |  |  | 81302AS | 7 | NA - TMS | LOC-LINE | 8 | HOSE,VACUUM,LOC-LINE,2.5" DIA,2FT SECT'N | 40 |  | 1 | 1 | A |  | EACH | $59.00 | 30 | AS |  | 8/6/2021 | 8/6/2022 | 94427 | 5
1317 |  | OP178 CRANK GAGE | LASMK | JENOPTIK M2006021-178 CRANK GAGE LASER MARKING SYSTEM |  |  |  | 81304AS | 7 | NA - TMS | LOC-LINE | 8 | NOZZLE,VACUUM,RECTANGULAR,2.5" | 30 |  | 1 | 1 | A |  | EACH | $12.00 | 30 | AS |  | 8/6/2021 | 8/6/2022 | 94427 | 5
1318 |  | OP178 CRANK GAGE | LASMK | JENOPTIK M2006021-178 CRANK GAGE LASER MARKING SYSTEM |  |  |  | 81206 | 5 | NA - TMS | LOC-LINE | 8 | ADAPTER,VACUUM,3" PVC TO LOC-LINE | 33 |  | 1 | 1 | B |  | EACH | $9.00 | 30 | AS |  | 8/6/2021 | 8/6/2022 | 94427 | 5
1319 |  | OP178 CRANK GAGE | LASMK | JENOPTIK M2006021-178 CRANK GAGE LASER MARKING SYSTEM |  |  |  | LHIRW25 | 7 | 64621 | Misumi | 6 | BUSHING,MISUMI,C4026 | 20 |  | 2 | 1 | B |  | EACH | $101.00 | 30 | AS |  | 8/6/2021 | 8/6/2022 | 94427 | 5
1320 |  | OP178 CRANK GAGE | LASMK | JENOPTIK M2006021-178 CRANK GAGE LASER MARKING SYSTEM |  |  |  | SFJT25-600-M12 | 14 | 64621 | Misumi | 6 | SHAFT,MISUMI,C4026 | 18 |  | 2 | 1 | B |  | EACH | $113.00 | 30 | AS |  | 8/6/2021 | 8/6/2022 | 94427 | 5
1321 |  | OP178 CRANK GAGE | LASMK | JENOPTIK M2006021-178 CRANK GAGE LASER MARKING SYSTEM |  |  |  | 113505 | 6 | 48643 | Purex | 5 | FILTER,HEPA,PUREX | 17 |  | 1 | 1 | B |  | EACH | $936.00 | 60 | AS |  | 8/6/2021 | 8/6/2022 | 94427 | 5
1322 |  | OP178 CRANK GAGE | LASMK | JENOPTIK M2006021-178 CRANK GAGE LASER MARKING SYSTEM |  |  |  | 202274 | 6 | 48643 | Purex | 5 | PRE FILTER,PUREX,3000 AND 300i | 30 |  | 1 | 1 | B |  | EACH | $416.00 | 60 | AS |  | 8/6/2021 | 8/6/2022 | 94427 | 5
1323 |  | OP178 CRANK GAGE | LASMK | JENOPTIK M2006021-178 CRANK GAGE LASER MARKING SYSTEM |  |  |  | 105238 | 6 | 48643 | Purex | 5 | CABLE,PUREX CONTROL,RUN/ALARM | 29 |  | 1 | 1 | B |  | EACH | $2530.00 | 60 | AS |  | 8/6/2021 | 8/6/2022 | 94427 | 5
1324 |  | OP178 CRANK GAGE | LASMK | JENOPTIK M2006021-178 CRANK GAGE LASER MARKING SYSTEM |  |  |  | TL-35 | 5 | 78183 | Reid Tool | 9 | FOOT,LEVELING,3/4-10 X 4"ADJ | 28 |  | 4 |  | C |  | EACH |  |  |  |  | 8/6/2021 | 8/6/2022 | 94427 | 5
1325 |  | OP178 CRANK GAGE | LASMK | JENOPTIK M2006021-178 CRANK GAGE LASER MARKING SYSTEM |  |  |  | SZ 4127.010 | 11 | 55077 | Rittal | 6 | SWITCH,DOOR OPERATED,RITTAL,PC ENCL | 35 |  | 1 |  | C |  | EACH |  |  |  |  | 8/6/2021 | 8/6/2022 | 94427 | 5
1326 |  | OP178 CRANK GAGE | LASMK | JENOPTIK M2006021-178 CRANK GAGE LASER MARKING SYSTEM |  |  |  | 3302.11 | 7 | 55077 | Rittal | 6 | AIR CONDITIONER,0.30KW-1200BTU,WALL MNT | 39 |  | 1 | 1 | A |  | EACH | $4044.00 | 60 | AS |  | 8/6/2021 | 8/6/2022 | 94427 | 5
1327 |  | OP178 CRANK GAGE | LASMK | JENOPTIK M2006021-178 CRANK GAGE LASER MARKING SYSTEM |  |  |  | 6ES7138-4CA01-0AA0 | 18 | 36224 | Siemens | 7 | MODULE,POWER,ET200S,SIEMENS | 27 |  | 2 | 1 | A |  | EACH | $1259.00 | 60 | AS |  | 8/6/2021 | 8/6/2022 | 94427 | 5
1328 |  | OP178 CRANK GAGE | LASMK | JENOPTIK M2006021-178 CRANK GAGE LASER MARKING SYSTEM |  |  |  | 6ES7151-3BA23-0AB0 | 18 | 36224 | Siemens | 7 | MODULE,IM151-3,SIEMENS,ET200S,PROFINET,PROFISAFE | 48 |  | 1 | 1 | A |  | EACH | $1564.00 | 60 | AS |  | 8/6/2021 | 8/6/2022 | 94427 | 5
1329 |  | OP178 CRANK GAGE | LASMK | JENOPTIK M2006021-178 CRANK GAGE LASER MARKING SYSTEM |  |  |  | 6ES7138-4FA05-0AB0 | 18 | 36224 | Siemens | 7 | MODULE,4/8F-DI,DC 24V PROFIsafe | 31 |  | 2 | 1 | A |  | EACH | $1259.00 | 60 | AS |  | 8/6/2021 | 8/6/2022 | 94427 | 5
1330 |  | OP178 CRANK GAGE | LASMK | JENOPTIK M2006021-178 CRANK GAGE LASER MARKING SYSTEM |  |  |  | 6ES7138-4FB04-0AB0 | 18 | 36224 | Siemens | 7 | MODULE,4F-DO,DC 24V PROFIsafe | 29 |  | 1 | 1 | A |  | EACH | $1447.00 | 60 | AS |  | 8/6/2021 | 8/6/2022 | 94427 | 5
1331 |  | OP178 CRANK GAGE | LASMK | JENOPTIK M2006021-178 CRANK GAGE LASER MARKING SYSTEM |  |  |  | 6ES7138-4FR00-0AA0 | 18 | 36224 | Siemens | 7 | MODULE,1F-RO,DC 24V/5A, PROFIsafe | 33 |  | 1 | 1 | A |  | EACH | $560.00 | 60 | AS |  | 8/6/2021 | 8/6/2022 | 94427 | 5
1332 |  | OP178 CRANK GAGE | LASMK | JENOPTIK M2006021-178 CRANK GAGE LASER MARKING SYSTEM |  |  |  | 3RH2140-2BB40 | 13 | 36224 | Siemens | 7 | CONTACTOR RELAY, 4NO, 24V,SIEMENS | 33 |  | 2 | 1 | A |  | EACH | $181.00 | 30 | AS |  | 8/6/2021 | 8/6/2022 | 94427 | 5
1333 |  | OP178 CRANK GAGE | LASMK | JENOPTIK M2006021-178 CRANK GAGE LASER MARKING SYSTEM |  |  |  | 3RH2911-2GA22 | 13 | 36224 | Siemens | 7 | RELAY, AUX CONTACT BLOCK,2NO,2NC | 32 |  | 2 | 1 | A |  | EACH | $60.00 | 30 | AS |  | 8/6/2021 | 8/6/2022 | 94427 | 5
1334 |  | OP178 CRANK GAGE | LASMK | JENOPTIK M2006021-178 CRANK GAGE LASER MARKING SYSTEM |  |  |  | 6GK5208-0BA10-2AA3 | 18 | 36224 | Siemens | 7 | SWITCH,MANAGED,8PORT | 20 |  | 1 | 1 | A |  | EACH | $3883.00 | 60 | AS |  | 8/6/2021 | 8/6/2022 | 94427 | 5
1335 |  | OP178 CRANK GAGE | LASMK | JENOPTIK M2006021-178 CRANK GAGE LASER MARKING SYSTEM |  |  |  | 6ES7132-4BF00-0AA0 | 18 | 36224 | Siemens | 7 | MODULE,OUTPUT,24VDC,SOURCE,ET200S,8POINT | 40 |  | 3 | 1 | A |  | EACH | $67.00 | 60 | AS |  | 8/6/2021 | 8/6/2022 | 94427 | 5
1336 |  | OP178 CRANK GAGE | LASMK | JENOPTIK M2006021-178 CRANK GAGE LASER MARKING SYSTEM |  |  |  | 6ES7131-4BF00-0AA0 | 18 | 36224 | Siemens | 7 | MODULE, INPUT, ET200S, 8 TERMINAL, 24VDC | 40 |  | 2 | 1 | A |  | EACH | $197.00 | 30 | AS |  | 8/6/2021 | 8/6/2022 | 94427 | 5
1337 |  | OP178 CRANK GAGE | LASMK | JENOPTIK M2006021-178 CRANK GAGE LASER MARKING SYSTEM |  |  |  | MY1B40TFG-300AL7Z | 17 | 26039 | SMC | 3 | CYLINDER,AIR,RODLESS,SMC,MARPOSS | 32 |  | 1 | 1 | A |  | EACH | $1,100.00 | 90 | AS |  | 8/6/2021 | 8/6/2022 | 94427 | 5
1338 |  | OP178 CRANK GAGE | LASMK | JENOPTIK M2006021-178 CRANK GAGE LASER MARKING SYSTEM |  |  |  | 42555 | 5 | 31305 | Telesis | 7 | LASER,254MM F-THETA OBJECTIVE,1064NM | 36 |  | 1 | 1 | A |  | EACH | $5910.00 | 60 | AS |  | 8/6/2021 | 8/6/2022 | 94427 | 5
1339 |  | OP178 CRANK GAGE | LASMK | JENOPTIK M2006021-178 CRANK GAGE LASER MARKING SYSTEM |  |  |  | 66453 | 5 | 31305 | Telesis | 7 | LASER,COVER GLASS,254/330/420MM,1064NM | 38 |  | 1 | 1 | B |  | EACH | $700.00 | 60 | AS |  | 8/6/2021 | 8/6/2022 | 94427 | 5
1340 |  | OP178 CRANK GAGE | LASMK | JENOPTIK M2006021-178 CRANK GAGE LASER MARKING SYSTEM |  |  |  | 81592 | 5 | 31305 | Telesis | 7 | OPTION,ASSY,PROFINET,PCIe | 25 |  | 1 | 1 | B |  | EACH | $3150.00 | 60 | AS |  | 8/6/2021 | 8/6/2022 | 94427 | 5
1341 |  | OP178 CRANK GAGE | LASMK | JENOPTIK M2006021-178 CRANK GAGE LASER MARKING SYSTEM |  |  |  | 91620 | 5 | 31305 | Telesis | 7 | GLASS,LASER,ENCLOSURE,MARPOSS | 29 |  | 2 | 1 | B |  | EACH | $1220.00 | 60 | AS |  | 8/6/2021 | 8/6/2022 | 94427 | 5
1342 |  | OP178 CRANK GAGE | LASMK | JENOPTIK M2006021-178 CRANK GAGE LASER MARKING SYSTEM |  |  |  | 94447 | 5 | 31305 | Telesis | 7 | WASHER,CYLINDER,CUSTOM,C4026 | 28 |  | 1 | 1 | B |  | EACH | $240.00 | 60 | AS |  | 8/6/2021 | 8/6/2022 | 94427 | 5
1343 |  | OP178 CRANK GAGE | LASMK | JENOPTIK M2006021-178 CRANK GAGE LASER MARKING SYSTEM |  |  |  | 94448 | 5 | 31305 | Telesis | 7 | COUPLING,CYLINDER,CUSTOM,C4026 | 30 |  | 1 | 1 | B |  | EACH | $494.00 | 60 | AS |  | 8/6/2021 | 8/6/2022 | 94427 | 5
1344 |  | OP178 CRANK GAGE | LASMK | JENOPTIK M2006021-178 CRANK GAGE LASER MARKING SYSTEM |  |  |  | 94451 | 5 | 31305 | Telesis | 7 | BLOCK,VEE,CUSTOM,C4026 | 22 |  | 1 |  | C |  | EACH |  |  |  |  | 8/6/2021 | 8/6/2022 | 94427 | 5
1345 |  | OP178 CRANK GAGE | LASMK | JENOPTIK M2006021-178 CRANK GAGE LASER MARKING SYSTEM |  |  |  | 94452 | 5 | 31305 | Telesis | 7 | BLOCK,STOP,CUSTOM,C4026 | 23 |  | 1 |  | C |  | EACH |  |  |  |  | 8/6/2021 | 8/6/2022 | 94427 | 5
1346 |  | OP178 CRANK GAGE | LASMK | JENOPTIK M2006021-178 CRANK GAGE LASER MARKING SYSTEM |  |  |  | 94458 | 5 | 31305 | Telesis | 7 | RAIL,GUIDE,CUSTOM,C4026 | 23 |  | 2 | 1 | B |  | EACH | $310.00 | 60 | AS |  | 8/6/2021 | 8/6/2022 | 94427 | 5
1347 |  | OP178 CRANK GAGE | LASMK | JENOPTIK M2006021-178 CRANK GAGE LASER MARKING SYSTEM |  |  |  | 94461 | 5 | 31305 | Telesis | 7 | COVER,SWITCH,CUSTOM,C4026 | 25 |  | 1 | 1 | B |  | EACH | $320.00 | 60 | AS |  | 8/6/2021 | 8/6/2022 | 94427 | 5
1348 |  | OP178 CRANK GAGE | LASMK | JENOPTIK M2006021-178 CRANK GAGE LASER MARKING SYSTEM |  |  |  | 94462 | 5 | 31305 | Telesis | 7 | PAD,SUPPORT,CUSTOM,C4026 | 24 |  | 2 | 1 | B |  | EACH | $154.00 | 60 | AS |  | 8/6/2021 | 8/6/2022 | 94427 | 5
1349 |  | OP178 CRANK GAGE | LASMK | JENOPTIK M2006021-178 CRANK GAGE LASER MARKING SYSTEM |  |  |  | 76958-09M | 9 | 31305 | Telesis | 7 | CABLE,ASSEMBLY,DB9,DUAL SHUTTER STAT-9M | 39 |  | 1 | 1 | B |  | EACH | $300.00 | 60 | AS |  | 8/6/2021 | 8/6/2022 | 94427 | 5
1350 |  | OP178 CRANK GAGE | LASMK | JENOPTIK M2006021-178 CRANK GAGE LASER MARKING SYSTEM |  |  |  | 79601-540 | 9 | 31305 | Telesis | 7 | LASER,FQ30DS,5M FIBER,254MM LENS,NO MOTF | 40 |  | 1 | 1 | A |  | EACH | $79514.00 | 60 | AS |  | 8/6/2021 | 8/6/2022 | 94427 | 5
1351 |  | OP178 CRANK GAGE | LASMK | JENOPTIK M2006021-178 CRANK GAGE LASER MARKING SYSTEM |  |  |  | 48673 | 5 | 31305 | Telesis | 7 | LASER,COVER GLASS,254/330/420MM,1064NM | 38 |  | 1 | 1 | B |  | EACH | $976.00 | 60 | AS |  | 8/6/2021 | 8/6/2022 | 94427 | 5
1352 |  | OP178 CRANK GAGE | LASMK | JENOPTIK M2006021-178 CRANK GAGE LASER MARKING SYSTEM |  |  |  | RKC 4.5T-5-RSC 4.5T/S1587 | 25 | 21437 | TURCK | 5 | CABLE,EXTENSION,M12 5WIRE,18AWG,5m | 34 |  | 4 | 1 | B |  | EACH | $120.00 | 60 | AS |  | 8/6/2021 | 8/6/2022 | 94427 | 5
1353 |  | OP178 CRANK GAGE | LASMK | JENOPTIK M2006021-178 CRANK GAGE LASER MARKING SYSTEM |  |  |  | RJ45 FKFDD 440-1M | 17 | 21437 | TURCK | 5 | CABLE,RJ45xM12 FEMALE,D CODE ENET,1m | 36 |  | 2 | 1 | B |  | EACH | $110.00 | 60 | AS |  | 8/6/2021 | 8/6/2022 | 94427 | 5
1354 |  | OP178 CRANK GAGE | LASMK | JENOPTIK M2006021-178 CRANK GAGE LASER MARKING SYSTEM |  |  |  | RJ45S RJ45 441-1M | 17 | 21437 | TURCK | 5 | CABLE,ENET,SHIELDED,RJ45-RJ45,1m | 32 |  | 3 | 1 | B |  | EACH | $150.00 | 60 | AS |  | 8/6/2021 | 8/6/2022 | 94427 | 5
1355 |  | OP178 CRANK GAGE | LASMK | JENOPTIK M2006021-178 CRANK GAGE LASER MARKING SYSTEM |  |  |  | RJ45S RJ45 441-2M | 17 | 21437 | TURCK | 5 | CABLE,ENET,SHIELDED,STRANDED,2m | 31 |  | 1 | 1 | B |  | EACH | $170.00 | 60 | AS |  | 8/6/2021 | 8/6/2022 | 94427 | 5
1356 |  | OP178 CRANK GAGE | LASMK | JENOPTIK M2006021-178 CRANK GAGE LASER MARKING SYSTEM |  |  |  | RKC 4.4T-5-RSC 4.4T/S1587 | 25 | 21437 | TURCK | 5 | CABLE,EXT.,M12 4PIN,5m,M-F STRAIGHT,TPE | 39 |  | 6 | 1 | B |  | EACH | $123.00 | 30 | AS |  | 8/6/2021 | 8/6/2022 | 94427 | 5
1357 |  | OP178 CRANK GAGE | ELEC | JENOPTIK M2006021-178 CRANK GAGE FIELD DEVICES - ELEC |  |  |  | 0985 342 104/15M | 16 | 79424 | LUMBERG | 7 | PROFINET CABLE, M12 TO RJ45, 15M | 32 |  | 2 | 1 | B |  | EACH | $213.00 | 30 | AS |  | 8/6/2021 | 8/6/2022 | M2006021-8000-ASM | 17
1358 |  | OP178 CRANK GAGE | ELEC | JENOPTIK M2006021-178 CRANK GAGE FIELD DEVICES - ELEC |  |  |  | RS51667-30M | 11 | 21437 | TURCK | 5 | CABLE, 3 CONDUCTOR, 10 AWG, TPE, BLACK, 30M | 43 |  | 1 | 1 | B |  | EACH | $357.00 | 30 | AS |  | 8/6/2021 | 8/6/2022 | M2006021-8000-ASM | 17
1359 |  | OP178 CRANK GAGE | ELEC | JENOPTIK M2006021-178 CRANK GAGE FIELD DEVICES - ELEC |  |  |  | GSDM 30-0 | 9 | 21437 | TURCK | 5 | POWERFAST CONNECTOR, 3-PIN MALE, 30 AMP | 39 |  | 1 | 1 | B |  | EACH | $64.00 | 30 | AS |  | 8/6/2021 | 8/6/2022 | M2006021-8000-ASM | 17
1360 |  | OP178 CRANK GAGE | ELEC | JENOPTIK M2006021-178 CRANK GAGE FIELD DEVICES - ELEC |  |  |  | GKDM 30-0 | 9 | 21437 | TURCK | 5 | POWERFAST CONNECTOR, 3-PIN FEMALE, 30 AMP | 41 |  | 1 | 1 | B |  | EACH | $64.00 | 30 | AS |  | 8/6/2021 | 8/6/2022 | M2006021-8000-ASM | 17
1361 |  | OP178 CRANK GAGE | ELEC | JENOPTIK M2006021-178 CRANK GAGE FIELD DEVICES - ELEC |  |  |  | RST 3-RKMV 3-224/0.3M | 21 | 79424 | LUMBERG | 7 | M12 MALE TO M8 FEMALE ADPTER CABLE, 0.3M | 40 |  | 43 | 1 | B |  | EACH | $24.00 | 30 | AS |  | 8/6/2021 | 8/6/2022 | M2006021-8000-ASM | 17
1362 |  | OP178 CRANK GAGE | ELEC | JENOPTIK M2006021-178 CRANK GAGE FIELD DEVICES - ELEC |  |  |  | RST 4-RKMV 4-377/1M | 19 | 79424 | LUMBERG | 7 | M12 MALE TO M8 FEMALE ADPTER CABLE, 1M | 38 |  | 3 | 1 | B |  | EACH | $55.00 | 30 | AS |  | 8/6/2021 | 8/6/2022 | M2006021-8000-ASM | 17
1363 |  | OP178 CRANK GAGE | ELEC | JENOPTIK M2006021-178 CRANK GAGE FIELD DEVICES - ELEC |  |  |  | RSB2A080BD | 10 | 63059 | SCHNEIDER ELECTRIC | 18 | PLUG IN RELAY, 24VDC, 2 NO/NC CONTACTS | 38 |  | 12 | 1 | B |  | EACH | $11.00 | 30 | AS |  | 8/6/2021 | 8/6/2022 | M2006021-8000-ASM | 17
1364 |  | OP178 CRANK GAGE | ELEC | JENOPTIK M2006021-178 CRANK GAGE FIELD DEVICES - ELEC |  |  |  | RSZE1S48M | 9 | 63059 | SCHNEIDER ELECTRIC | 18 | BASE FOR RSZ RELAY | 18 |  | 12 | 1 | B |  | EACH | $15.00 | 30 | AS |  | 8/6/2021 | 8/6/2022 | M2006021-8000-ASM | 17
1365 |  | OP178 CRANK GAGE | ELEC | JENOPTIK M2006021-178 CRANK GAGE FIELD DEVICES - ELEC |  |  |  | RSZR215 | 7 | 82669 | SCHNEIDER ELECTRIC | 18 | RETENTION CLIP FOR RSZ RELAY | 28 |  | 12 |  | C |  | EACH |  |  |  |  | 8/6/2021 | 8/6/2022 | M2006021-8000-ASM | 17
1366 |  | OP178 CRANK GAGE | ELEC | JENOPTIK M2006021-178 CRANK GAGE FIELD DEVICES - ELEC |  |  |  | 5SJ4111-7HG40 | 13 | 36224 | SIEMENS | 7 | CIRCUIT BREAKER, 1-POLE, 5 AMPS | 31 |  | 3 | 1 | A |  | EACH | $77.00 | 30 | AS |  | 8/6/2021 | 8/6/2022 | M2006021-8000-ASM | 17
1367 |  | OP178 CRANK GAGE | ELEC | JENOPTIK M2006021-178 CRANK GAGE FIELD DEVICES - ELEC |  |  |  | 6ES7146-6FF00-0AB0 | 18 | 36224 | SIEMENS | 7 | ET200ECO SAFETY I/O MODULE, 8 F-DI + 3 F-DQ | 43 |  | 1 | 1 | A |  | EACH | $1816.00 | 60 | AS |  | 8/6/2021 | 8/6/2022 | M2006021-5010-ASM | 17
1368 |  | OP178 CRANK GAGE | ELEC | JENOPTIK M2006021-178 CRANK GAGE FIELD DEVICES - ELEC |  |  |  | 6ES7148-6JA00-0AB0 | 18 | 36224 | SIEMENS | 7 | ET200ECO I/O LINK MODULE, 4 IO-L + 8DI + 4DO | 44 |  | 1 | 1 | A |  | EACH | $1370.00 | 60 | AS |  | 8/6/2021 | 8/6/2022 | M2006021-5010-ASM | 17
1369 |  | OP178 CRANK GAGE | ELEC | JENOPTIK M2006021-178 CRANK GAGE FIELD DEVICES - ELEC |  |  |  | 6ES7141-6BH00-0AB0 | 19 | 36224 | SIEMENS | 7 | ET200ECO I/O MODULE, 16 DIGITAL INPUTS | 38 |  | 4 | 1 | A |  | EACH | $1415.00 | 60 | AS |  | 8/6/2021 | 8/6/2022 | M2006021-5010-ASM | 17
1370 |  | OP178 CRANK GAGE | ELEC | JENOPTIK M2006021-178 CRANK GAGE FIELD DEVICES - ELEC |  |  |  | ASB 4 5-4-328/15M | 17 | 79424 | LUMBERG | 7 | DISTRIBUTION BLOCK, 4-PORT | 26 |  | 1 | 1 | B |  | EACH | $179.00 | 60 | AS |  | 8/6/2021 | 8/6/2022 | M2006021-5010-ASM | 17
1371 |  | OP178 CRANK GAGE | ELEC | JENOPTIK M2006021-178 CRANK GAGE FIELD DEVICES - ELEC |  |  |  | BK350 | 5 | 50306 | APC | 3 | BACKUP UPS, 350KVA | 18 |  | 1 | 1 | B |  | EACH | $158.00 | 60 | AS |  | 8/6/2021 | 8/6/2022 | M2006021-5010-ASM | 17
1372 |  | OP178 CRANK GAGE | ELEC | JENOPTIK M2006021-178 CRANK GAGE FIELD DEVICES - ELEC |  |  |  | CNEM-24T | 8 | NA - TMS | MENCOM | 6 | 24-PIN MALE CONNECTOR, SCREW TERMINALS | 38 |  | 1 | 1 | B |  | EACH | $32.00 | 30 | AS |  | 8/6/2021 | 8/6/2022 | M2006021-5010-ASM | 17
1373 |  | OP178 CRANK GAGE | ELEC | JENOPTIK M2006021-178 CRANK GAGE FIELD DEVICES - ELEC |  |  |  | CHO-24 | 6 | NA - TMS | MENCOM | 6 | HOOD FOR 24-PIN CONNECTOR | 25 |  | 1 |  | C |  | EACH |  |  |  |  | 8/6/2021 | 8/6/2022 | M2006021-5010-ASM | 17
1374 |  | OP178 CRANK GAGE | ELEC | JENOPTIK M2006021-178 CRANK GAGE FIELD DEVICES - ELEC |  |  |  | PCG-21 | 6 | NA - TMS | MENCOM | 6 | GLAND FOR 24-PIN CONNECTOR | 26 |  | 1 |  | C |  | EACH |  |  |  |  | 8/6/2021 | 8/6/2022 | M2006021-5010-ASM | 17
1375 |  | OP178 CRANK GAGE | ELEC | JENOPTIK M2006021-178 CRANK GAGE FIELD DEVICES - ELEC |  |  |  | 6FX5002-5DG01-1BA0 | 18 | 36224 | SIEMENS | 7 | SERVO POWER CABLE, 10 METER | 27 |  | 2 | 1 | A |  | EACH | $294.00 | 60 | AS |  | 8/6/2021 | 8/6/2022 | M2006021-5010-ASM | 17
1376 |  | OP178 CRANK GAGE | ELEC | JENOPTIK M2006021-178 CRANK GAGE FIELD DEVICES - ELEC |  |  |  | 6FX5002-2DC10-1BA0 | 18 | 36224 | SIEMENS | 7 | SERVO SIGNAL CABLE, 10 METER | 28 |  | 2 | 1 | A |  | EACH | $239.00 | 60 | AS |  | 8/6/2021 | 8/6/2022 | M2006021-5010-ASM | 17
1377 |  | OP178 CRANK GAGE | ELEC | JENOPTIK M2006021-178 CRANK GAGE FIELD DEVICES - ELEC |  |  |  | 0906 UTP 316 | 12 | 79424 | LUMBERG | 7 | 7/8 MINI STYLE TEE, 5-PIN | 25 |  | 3 |  | C |  | EACH |  |  |  |  | 8/6/2021 | 8/6/2022 | M2006021-5010-ASM | 17
1378 |  | OP178 CRANK GAGE | ELEC | JENOPTIK M2006021-178 CRANK GAGE FIELD DEVICES - ELEC |  |  |  | RF50549-30M | 11 | 21437 | TURCK | 5 | 5 CONDUCTOR, 18 AWG CABLE, 30M | 30 |  | 1 | 1 | B |  | EACH | $149.00 | 30 | AS |  | 8/6/2021 | 8/6/2022 | M2006021-5010-ASM | 17
1379 |  | OP178 CRANK GAGE | ELEC | JENOPTIK M2006021-178 CRANK GAGE FIELD DEVICES - ELEC |  |  |  | RKC 4/9 | 7 | 79424 | LUMBERG | 7 | M12 FIELD ATTACHABLE CONNECTOR, 4-PIN, FEMALE | 45 |  | 10 | 1 | B |  | EACH | $15.00 | 30 | AS |  | 8/6/2021 | 8/6/2022 | M2006021-5010-ASM | 17
1380 |  | OP178 CRANK GAGE | ELEC | JENOPTIK M2006021-178 CRANK GAGE FIELD DEVICES - ELEC |  |  |  | RSC 4/9 | 7 | 79424 | LUMBERG | 7 | M12 FIELD ATTACHABLE CONNECTOR, 4-PIN, MALE | 43 |  | 10 | 1 | B |  | EACH | $14.00 | 30 | AS |  | 8/6/2021 | 8/6/2022 | M2006021-5010-ASM | 17
1381 |  | OP178 CRANK GAGE | ELEC | JENOPTIK M2006021-178 CRANK GAGE FIELD DEVICES - ELEC |  |  |  | RKC 50/9 | 8 | 79424 | LUMBERG | 7 | 7/8 FIELD ATTACHABLE CONNECTOR, 5-PIN, FEMALE | 45 |  | 5 | 1 | B |  | EACH | $45.00 | 30 | AS |  | 8/6/2021 | 8/6/2022 | M2006021-5010-ASM | 17
1382 |  | OP178 CRANK GAGE | ELEC | JENOPTIK M2006021-178 CRANK GAGE FIELD DEVICES - ELEC |  |  |  | RSC 50/9 | 8 | 79424 | LUMBERG | 7 | 7/8 FIELD ATTACHABLE CONNECTOR, 5-PIN, MALE | 43 |  | 5 | 1 | B |  | EACH | $44.00 | 30 | AS |  | 8/6/2021 | 8/6/2022 | M2006021-5010-ASM | 17
1383 |  | OP178 CRANK GAGE | ELEC | JENOPTIK M2006021-178 CRANK GAGE FIELD DEVICES - ELEC |  |  |  | RST 4-RKT 4-643/0.3M | 20 | 79424 | LUMBERG | 7 | M12 CORDSET, 22AWG, MALE TO FEMALE, 0.3M | 40 |  | 3 | 1 | B |  | EACH | $38.00 | 30 | AS |  | 8/6/2021 | 8/6/2022 | M2006021-5010-ASM | 17
1384 |  | OP178 CRANK GAGE | ELEC | JENOPTIK M2006021-178 CRANK GAGE FIELD DEVICES - ELEC |  |  |  | RST 4-RKT 4-643/2M | 18 | 79424 | LUMBERG | 7 | M12 CORDSET, 22AWG, MALE TO FEMALE, 2M | 38 |  | 3 | 1 | B |  | EACH | $39.00 | 30 | AS |  | 8/6/2021 | 8/6/2022 | M2006021-5010-ASM | 17
1385 |  | OP178 CRANK GAGE | ELEC | JENOPTIK M2006021-178 CRANK GAGE FIELD DEVICES - ELEC |  |  |  | RST 4-RKT 4-643/5M | 18 | 79424 | LUMBERG | 7 | M12 CORDSET, 22AWG, MALE TO FEMALE, 5M | 38 |  | 2 | 1 | B |  | EACH | $28.00 | 30 | AS |  | 8/6/2021 | 8/6/2022 | M2006021-5010-ASM | 17
1386 |  | OP178 CRANK GAGE | ELEC | JENOPTIK M2006021-178 CRANK GAGE FIELD DEVICES - ELEC |  |  |  | 0985 342 100/0.3M | 17 | 79424 | LUMBERG | 7 | PROFINET CABLE, M12 TO M12, 0.3M | 32 |  | 2 | 1 | B |  | EACH | $67.00 | 30 | AS |  | 8/6/2021 | 8/6/2022 | M2006021-5010-ASM | 17
1387 |  | OP178 CRANK GAGE | ELEC | JENOPTIK M2006021-178 CRANK GAGE FIELD DEVICES - ELEC |  |  |  | 0985 342 100/1M | 15 | 79424 | LUMBERG | 7 | PROFINET CABLE, M12 TO M12, 1M | 30 |  | 2 | 1 | B |  | EACH | $72.00 | 30 | AS |  | 8/6/2021 | 8/6/2022 | M2006021-5010-ASM | 17
1388 |  | OP178 CRANK GAGE | ELEC | JENOPTIK M2006021-178 CRANK GAGE FIELD DEVICES - ELEC |  |  |  | 0985 342 100/21M | 16 | 79424 | LUMBERG | 7 | PROFINET CABLE, M12 TO M12, 2M | 30 |  | 2 | 1 | B |  | EACH | $81.00 | 30 | AS |  | 8/6/2021 | 8/6/2022 | M2006021-5010-ASM | 17
1389 |  | OP178 CRANK GAGE | ELEC | JENOPTIK M2006021-178 CRANK GAGE FIELD DEVICES - ELEC |  |  |  | 0985 342 100/5M | 15 | 79424 | LUMBERG | 7 | PROFINET CABLE, M12 TO M12, 5M | 30 |  | 2 | 1 | B |  | EACH | $110.00 | 30 | AS |  | 8/6/2021 | 8/6/2022 | M2006021-5010-ASM | 17
1390 |  | OP178 CRANK GAGE | ELEC | JENOPTIK M2006021-178 CRANK GAGE FIELD DEVICES - ELEC |  |  |  | 0985 342 100/10M | 16 | 79424 | LUMBERG | 7 | PROFINET CABLE, M12 TO M12, 10M | 31 |  | 2 | 1 | B |  | EACH | $158.00 | 30 | AS |  | 8/6/2021 | 8/6/2022 | M2006021-5010-ASM | 17
1391 |  | OP178 CRANK GAGE | ELEC | JENOPTIK M2006021-178 CRANK GAGE FIELD DEVICES - ELEC |  |  |  | 0985 342 104/5M | 15 | 79424 | LUMBERG | 7 | PROFINET CABLE, M12 TO RJ45, 5M | 31 |  | 2 | 1 | B |  | EACH | $112.00 | 30 | AS |  | 8/6/2021 | 8/6/2022 | M2006021-5010-ASM | 17
1392 |  | OP178 CRANK GAGE | ELEC | JENOPTIK M2006021-178 CRANK GAGE FIELD DEVICES - ELEC |  |  |  | 0985 342 104/10M | 16 | 79424 | LUMBERG | 7 | PROFINET CABLE, M12 TO RJ45, 10M | 32 |  | 2 | 1 | B |  | EACH | $160.00 | 30 | AS |  | 8/6/2021 | 8/6/2022 | M2006021-5010-ASM | 17
1393 |  | OP178 CRANK GAGE | ELEC | JENOPTIK M2006021-178 CRANK GAGE FIELD DEVICES - ELEC |  |  |  | R05-EXT-DSS | 11 | 21489 | L-COM | 5 | DVI SINGLE LINK EXTENDER | 24 |  | 1 | 1 | A |  | EACH | $113.00 | 30 | AS |  | 8/6/2021 | 8/6/2022 | M2006021-5010-ASM | 17
1394 |  | OP178 CRANK GAGE | ELEC | JENOPTIK M2006021-178 CRANK GAGE FIELD DEVICES - ELEC |  |  |  | B203-104-POC | 12 | 90702 | TRIPP LITE | 10 | TRIPP LITE 4-PORT USB OVER CAT5/CAT6 EXTENDER | 45 |  | 1 | 1 | A |  | EACH | $171.00 | 30 | AS |  | 8/6/2021 | 8/6/2022 | M2006021-5010-ASM | 17
1395 |  | OP178 CRANK GAGE | ELEC | JENOPTIK M2006021-178 CRANK GAGE FIELD DEVICES - ELEC |  |  |  | CSMUAA-075M | 11 | 21489 | L-COM | 5 | USB CABLE, TYPE A TO TYPE A, 0.75M | 34 |  | 2 |  | C |  | EACH |  |  |  |  | 8/6/2021 | 8/6/2022 | M2006021-5010-ASM | 17
1396 |  | OP178 CRANK GAGE | ELEC | JENOPTIK M2006021-178 CRANK GAGE FIELD DEVICES - ELEC |  |  |  | CSMUAB-075M | 11 | 21489 | L-COM | 5 | USB CABLE, TYPE A TO TYPE B, 0.75M | 34 |  | 1 |  | C |  | EACH |  |  |  |  | 8/6/2021 | 8/6/2022 | M2006021-5010-ASM | 17
1397 |  | OP178 CRANK GAGE | ELEC | JENOPTIK M2006021-178 CRANK GAGE FIELD DEVICES - ELEC |  |  |  | TRD695SCR-BLK-30 | 16 | 21489 | L-COM | 5 | CAT 6 CABLE, 30 FT, BLACK | 25 |  | 1 | 1 | B |  | EACH | $69.00 | 30 | AS |  | 8/6/2021 | 8/6/2022 | M2006021-5010-ASM | 17
1398 |  | OP178 CRANK GAGE | ELEC | JENOPTIK M2006021-178 CRANK GAGE FIELD DEVICES - ELEC |  |  |  | TRD695SCR-BL-30 | 15 | 21489 | L-COM | 5 | CAT 6 CABLE, 30 FT, BLUE | 24 |  | 1 | 1 | B |  | EACH | $48.00 | 30 | AS |  | 8/6/2021 | 8/6/2022 | M2006021-5010-ASM | 17
1399 |  | OP178 CRANK GAGE | PNEU | JENOPTIK M2006021-178 CRANK GAGE AIR PREP ASM |  |  |  | FAPP-04-DDL00026 | 16 | 26039 | SMC | 3 | DRIP LEG, G1/2 | 14 |  | 1 | 1 | A |  | EACH | $259.00 | 30 | AS |  | 8/6/2021 | 8/6/2022 | M2006021-5700-ASM | 17
1400 |  | OP178 CRANK GAGE | PNEU | JENOPTIK M2006021-178 CRANK GAGE AIR PREP ASM |  |  |  | 4902-15-21 | 10 | 31341 | PARKER | 6 | BALL VALVE, LEVER HANDLE, 1/2 BSPP | 34 |  | 1 | 1 | B |  | EACH | $35.00 | 30 | AS |  | 8/6/2021 | 8/6/2022 | M2006021-5700-ASM | 17
1401 |  | OP178 CRANK GAGE | PNEU | JENOPTIK M2006021-178 CRANK GAGE AIR PREP ASM |  |  |  | 4902-10-17 | 10 | 31341 | PARKER | 6 | BALL VALVE, LEVER HANDLE, 3/8 BSPP | 34 |  | 1 | 1 | B |  | EACH | $35.00 | 30 | AS |  | 8/6/2021 | 8/6/2022 | M2006021-5700-ASM | 17
1402 |  | OP178 CRANK GAGE | PNEU | JENOPTIK M2006021-178 CRANK GAGE AIR PREP ASM |  |  |  | 3015T11 | 7 | NA - TMS | McMASTER CARR | 13 | PIPE CLAMP, 1-3/4 ID | 20 |  | 2 |  | C |  | EACH |  |  |  |  | 8/6/2021 | 8/6/2022 | M2006021-5700-ASM | 17
1403 |  | OP178 CRANK GAGE | PNEU | JENOPTIK M2006021-178 CRANK GAGE AIR PREP ASM |  |  |  | 3015T991 | 8 | NA - TMS | McMASTER CARR | 13 | MOUNTING RAIL, 1-3/16 TALL | 26 |  | 1 |  | C |  | EACH |  |  |  |  | 8/6/2021 | 8/6/2022 | M2006021-5700-ASM | 17
1404 |  | OP178 CRANK GAGE | PNEU | JENOPTIK M2006021-178 CRANK GAGE AIR PREP ASM |  |  |  | 547808 | 6 | 43213 | FESTO | 5 | HEX NIPPLE, G1/2 | 16 |  | 1 |  | C |  | EACH |  |  |  |  | 8/6/2021 | 8/6/2022 | M2006021-5700-ASM | 17
1405 |  | OP178 CRANK GAGE | PNEU | JENOPTIK M2006021-178 CRANK GAGE AIR PREP ASM |  |  |  | 547506 | 6 | 43213 | FESTO | 5 | HEX NIPPLE, G3/8 | 16 |  | 1 |  | C |  | EACH |  |  |  |  | 8/6/2021 | 8/6/2022 | M2006021-5700-ASM | 17
1406 |  | OP178 CRANK GAGE | PNEU | JENOPTIK M2006021-178 CRANK GAGE AIR PREP ASM |  |  |  | 2226 | 4 | 43213 | FESTO | 5 | BOND SEAL, G1/2 | 15 |  | 1 |  | C |  | EACH |  |  |  |  | 8/6/2021 | 8/6/2022 | M2006021-5700-ASM | 17
1407 |  | OP178 CRANK GAGE | PNEU | JENOPTIK M2006021-178 CRANK GAGE AIR PREP ASM |  |  |  | 2225 | 4 | 43213 | FESTO | 5 | BOND SEAL, G3/8 | 15 |  | 1 |  | C |  | EACH |  |  |  |  | 8/6/2021 | 8/6/2022 | M2006021-5700-ASM | 17
1408 |  | OP178 CRANK GAGE | PNEU | JENOPTIK M2006021-178 CRANK GAGE AIR PREP ASM |  |  |  | LV4B6B | 6 | 31341 | PARKER | 6 | SAFETY LOCKOUT VALVE, G1/2 | 26 |  | 1 | 1 | A |  | EACH | $274.00 | 30 | AS |  | 8/6/2021 | 8/6/2022 | M2006021-5700-ASM | 17
1409 |  | OP178 CRANK GAGE | PNEU | JENOPTIK M2006021-178 CRANK GAGE AIR PREP ASM |  |  |  | ESB75MC | 7 | 31341 | PARKER | 6 | MUFFLER, G3/4 | 13 |  | 1 | 1 | B |  | EACH | $46.00 | 30 | AS |  | 8/6/2021 | 8/6/2022 | M2006021-5700-ASM | 17
1410 |  | OP178 CRANK GAGE | PNEU | JENOPTIK M2006021-178 CRANK GAGE AIR PREP ASM |  |  |  | 6844 | 4 | 43213 | FESTO | 5 | SILENCER, G1/2 | 14 |  | 2 | 1 | B |  | EACH | $32.00 | 30 | AS |  | 8/6/2021 | 8/6/2022 | M2006021-5700-ASM | 17
1411 |  | OP178 CRANK GAGE | PNEU | JENOPTIK M2006021-178 CRANK GAGE AIR PREP ASM |  |  |  | 547808 | 6 | 43213 | FESTO | 5 | HEX NIPPLE, G1/2 | 16 |  | 1 |  | C |  | EACH |  |  |  |  | 8/6/2021 | 8/6/2022 | M2006021-5700-ASM | 17
1412 |  | OP178 CRANK GAGE | PNEU | JENOPTIK M2006021-178 CRANK GAGE AIR PREP ASM |  |  |  | 547806 | 6 | 43213 | FESTO | 5 | HEX NIPPLE, G3/8 | 16 |  | 1 |  | C |  | EACH |  |  |  |  | 8/6/2021 | 8/6/2022 | M2006021-5700-ASM | 17
1413 |  | OP178 CRANK GAGE | PNEU | JENOPTIK M2006021-178 CRANK GAGE AIR PREP ASM |  |  |  | MS6-EM1-1/2-S | 13 | 43213 | FESTO | 5 | MANUAL ON/OFF VALVE, G1/2 | 25 |  | 1 | 1 | A |  | EACH | $210.00 | 30 | AS |  | 8/6/2021 | 8/6/2022 | M2006021-5700-ASM | 17
1414 |  | OP178 CRANK GAGE | PNEU | JENOPTIK M2006021-178 CRANK GAGE AIR PREP ASM |  |  |  | MS6-LFR-1/2-D6-E-R-V | 20 | 43213 | FESTO | 5 | FILTER REGULATOR | 16 |  | 1 | 1 | A |  | EACH | $326.00 | 60 | AS |  | 8/6/2021 | 8/6/2022 | M2006021-5700-ASM | 17
1415 |  | OP178 CRANK GAGE | PNEU | JENOPTIK M2006021-178 CRANK GAGE AIR PREP ASM |  |  |  | MS6-FRM-1/2 | 11 | 43213 | FESTO | 5 | DISTRIBUTOR BLOCK | 17 |  | 2 | 1 | A |  | EACH | $80.00 | 30 | AS |  | 8/6/2021 | 8/6/2022 | M2006021-5700-ASM | 17
1416 |  | OP178 CRANK GAGE | PNEU | JENOPTIK M2006021-178 CRANK GAGE AIR PREP ASM |  |  |  | SFAM-62-1000L-M-2SV-M12 | 23 | 43213 | FESTO | 5 | FLOW SENSOR | 11 |  | 1 | 1 | A |  | EACH | $2,660.00 | 60 | AS |  | 8/6/2021 | 8/6/2022 | M2006021-5700-ASM | 17
1417 |  | OP178 CRANK GAGE | PNEU | JENOPTIK M2006021-178 CRANK GAGE AIR PREP ASM |  |  |  | MS6-SV-D | 8 | 43213 | FESTO | 5 | SV SAFETY SOFT START VALVE, 24VDC | 33 |  | 1 | 1 | A |  | EACH | $1852.00 | 60 | AS |  | 8/6/2021 | 8/6/2022 | M2006021-5700-ASM | 17
1418 |  | OP178 CRANK GAGE | PNEU | JENOPTIK M2006021-178 CRANK GAGE AIR PREP ASM |  |  |  | MS6-MV | 6 | 43213 | FESTO | 5 | CONNECTING MODULE | 17 |  | 4 | 1 | A |  | EACH | $21.00 | 30 | AS |  | 8/6/2021 | 8/6/2022 | M2006021-5700-ASM | 17
1419 |  | OP178 CRANK GAGE | PNEU | JENOPTIK M2006021-178 CRANK GAGE AIR PREP ASM |  |  |  | MS6-MP | 6 | 43213 | FESTO | 5 | MOUNTING BRACKET | 16 |  | 2 |  | C |  | EACH |  |  |  |  | 8/6/2021 | 8/6/2022 | M2006021-5700-ASM | 17
1420 |  | OP178 CRANK GAGE | PNEU | JENOPTIK M2006021-178 CRANK GAGE AIR PREP ASM |  |  |  | 539217 | 6 | 43213 | FESTO | 5 | VALVE MANIFOLD, VSTA WITH CPX | 29 |  | 1 | 1 | B |  | EACH | $4729.00 | 60 | AS |  | 8/6/2021 | 8/6/2022 | M2006021-5700-ASM | 17
1421 |  | OP178 CRANK GAGE | PNEU | JENOPTIK M2006021-178 CRANK GAGE AIR PREP ASM |  |  |  | 50E-F33GCQR-S | 13 | 43213 | FESTO | 5 | MANIFOLD, PROFINET NODE | 23 |  | 1 | 1 | B |  | EACH | $3584.00 | 60 | AS |  | 8/6/2021 | 8/6/2022 | M2006021-5700-ASM | 17
1422 |  | OP178 CRANK GAGE | PNEU | JENOPTIK M2006021-178 CRANK GAGE AIR PREP ASM |  |  |  | FR-12-M5 | 8 | 43213 | FESTO | 5 | DISTRIBUTION MANIFOLD, (12) M5 PORTS | 36 |  | 1 | 1 | B |  | EACH | $63.00 | 30 | AS |  | 8/6/2021 | 8/6/2022 | M2006021-5700-ASM | 17
1423 |  | OP178 CRANK GAGE | PNEU | JENOPTIK M2006021-178 CRANK GAGE AIR PREP ASM |  |  |  | PN7594 | 6 | 53049 | IFM EFECTOR | 11 | PRESSURE SWITCH, G1/4 | 21 |  | 1 | 1 | A |  | EACH | $672.00 | 60 | AS |  | 8/6/2021 | 8/6/2022 | M2006021-5700-ASM | 17
1424 |  | OP178 CRANK GAGE | PNEU | JENOPTIK M2006021-178 CRANK GAGE AIR PREP ASM |  |  |  | IR2010-G02BG | 12 | 26039 | SMC | 3 | PRECISION REGULATOR WITH GAUGE, G1/4 | 36 |  | 2 | 1 | A |  | EACH | $181.00 | 30 | AS |  | 8/6/2021 | 8/6/2022 | M2006021-5700-ASM | 17
1425 |  | OP178 CRANK GAGE | PNEU | JENOPTIK M2006021-178 CRANK GAGE AIR PREP ASM |  |  |  | EVS1-02-FG-S-3ZA01FM0-Q | 23 | 26039 | SMC | 3 | VALVE, SINGLE SOL, 24VDC | 24 |  | 2 | 1 | A |  | EACH | $214.00 | 30 | AS |  | 8/6/2021 | 8/6/2022 | M2006021-5700-ASM | 17
1426 |  | OP178 CRANK GAGE | PNEU | JENOPTIK M2006021-178 CRANK GAGE AIR PREP ASM |  |  |  | FR-12-M5 | 8 | 43213 | FESTO | 5 | DISTRIBUTION MANIFOLD, (12) M5 PORTS | 36 |  | 6 | 1 | B |  | EACH | $63.00 | 30 | AS |  | 8/6/2021 | 8/6/2022 | M2006021-5700-ASM | 17
1427 |  | OP178 CRANK GAGE | PNEU | JENOPTIK M2006021-178 CRANK GAGE AIR PREP ASM |  |  |  | KQ2S04-M5 | 9 | 26039 | SMC | 3 | FITTING, M5 TO 4mm TUBE | 23 |  | 18 |  | C |  | EACH |  |  |  |  | 8/6/2021 | 8/6/2022 | M2006021-5700-ASM | 17
1428 |  | OP178 CRANK GAGE | PNEU | JENOPTIK M2006021-178 CRANK GAGE AIR PREP ASM |  |  |  | KQ2L04-M5 | 9 | 26039 | SMC | 3 | ELBOW FITTING, M5 TO 4mm TUBE | 29 |  | 18 |  | C |  | EACH |  |  |  |  | 8/6/2021 | 8/6/2022 | M2006021-5700-ASM | 17
1429 |  | OP178 CRANK GAGE | PNEU | JENOPTIK M2006021-178 CRANK GAGE AIR PREP ASM |  |  |  | M-5P | 4 | 26039 | SMC | 3 | M5 PLUG | 7 |  | 18 |  | C |  | EACH |  |  |  |  | 8/6/2021 | 8/6/2022 | M2006021-5700-ASM | 17
1430 |  | OP178 CRANK GAGE | PNEU | JENOPTIK M2006021-178 CRANK GAGE AIR PREP ASM |  |  |  | 530032 | 6 | 43213 | FESTO | 5 | PILOT OPERATED CHECK VALVE, HGL-3/8-B | 37 |  | 2 | 1 | A |  | EACH | $176.00 | 30 | AS |  | 8/6/2021 | 8/6/2022 | M2006021-5700-ASM | 17
1431 |  | OP178 CRANK GAGE | PNEU | JENOPTIK M2006021-178 CRANK GAGE AIR PREP ASM |  |  |  | 530031 | 6 | 43213 | FESTO | 5 | PILOT OPERATED CHECK VALVE, HGL-1/4-B | 37 |  | 2 | 1 | A |  | EACH | $148.00 | 30 | AS |  | 8/6/2021 | 8/6/2022 | M2006021-5700-ASM | 17
1432 |  | OP178 CRANK GAGE | PNEU | JENOPTIK M2006021-178 CRANK GAGE AIR PREP ASM |  |  |  | VSVA-B-P53C-ZD-D1-1T1L | 22 | 43213 | FESTO | 5 | Solenoid Valve | 14 |  | 1 | 1 | A |  | EACH | $250.00 | 60 | AS |  | 8/6/2021 | 8/6/2022 | M2006021-5700-ASM | 17
1433 |  | OP178 CRANK GAGE | PNEU | JENOPTIK M2006021-178 CRANK GAGE AIR PREP ASM |  |  |  | VSVA-B-P53E-ZD-A1-1T1L | 22 | 43213 | FESTO | 5 | Solenoid Valve | 14 |  | 2 | 1 | A |  | EACH | $250.00 | 60 | AS |  | 8/6/2021 | 8/6/2022 | M2006021-5700-ASM | 17
1434 |  | OP178 CRANK GAGE | PNEU | JENOPTIK M2006021-178 CRANK GAGE AIR PREP ASM |  |  |  | VSVA-B-M52-MZD-A2-1T1L-ANP | 26 | 43213 | FESTO | 5 | Solenoid Valve | 14 |  | 2 | 1 | A |  | EACH | $250.00 | 60 | AS |  | 8/6/2021 | 8/6/2022 | M2006021-5700-ASM | 17
1435 |  | OP178 CRANK GAGE | PNEU | JENOPTIK M2006021-178 CRANK GAGE AIR PREP ASM |  |  |  | EVS1-02-FG-S-3ZA01FM0 | 21 | 26039 | SMC | 3 | SINGLE SOLENOID VALVE | 21 |  | 2 | 1 | A |  | EACH | $214.00 | 30 | AS |  | 8/6/2021 | 8/6/2022 | M2006021-5700-ASM | 17
1436 |  | OP178 CRANK GAGE | PNEU | JENOPTIK M2006021-178 CRANK GAGE AIR PREP ASM |  |  |  | 151178 | 6 | 43213 | FESTO | 5 | FLOW CONTROL, G3/8, 90 DEGREES | 30 |  | 2 |  | C |  | EACH |  |  |  |  | 8/6/2021 | 8/6/2022 | M2006021-5700-ASM | 17
1437 |  | OP178 CRANK GAGE | PNEU | JENOPTIK M2006021-178 CRANK GAGE AIR PREP ASM |  |  |  | 151172 | 6 | 43213 | FESTO | 5 | FLOW CONTROL, G1/4, 90 DEGREES | 30 |  | 4 |  | C |  | EACH |  |  |  |  | 8/6/2021 | 8/6/2022 | M2006021-5700-ASM | 17
1438 |  | OP178 CRANK GAGE | PNEU | JENOPTIK M2006021-178 CRANK GAGE AIR PREP ASM |  |  |  | 151165 | 6 | 43213 | FESTO | 5 | FLOW CONTROL, G1/8, 90 DEGREES | 30 |  | 4 |  | C |  | EACH |  |  |  |  | 8/6/2021 | 8/6/2022 | M2006021-5700-ASM | 17
1439 |  | OP178 CRANK GAGE | PNEU | JENOPTIK M2006021-178 CRANK GAGE AIR PREP ASM |  |  |  | 193970 | 6 | 43213 | FESTO | 5 | FLOW CONTROL, INLINE, 8mm TUBE | 30 |  | 1 |  | C |  | EACH |  |  |  |  | 8/6/2021 | 8/6/2022 | M2006021-5700-ASM | 17
1440 |  | OP178 CRANK GAGE | PNEU | JENOPTIK M2006021-178 CRANK GAGE AIR PREP ASM |  |  |  | 186102 | 6 | 43213 | FESTO | 5 | ELBOW FITTING, G3/8 TO 10mm TUBE | 32 |  | 2 |  | C |  | EACH |  |  |  |  | 8/6/2021 | 8/6/2022 | M2006021-5700-ASM | 17
1441 |  | OP178 CRANK GAGE | PNEU | JENOPTIK M2006021-178 CRANK GAGE AIR PREP ASM |  |  |  | 186134 | 6 | 43213 | FESTO | 5 | LONG ELBOW FITTING, G3/8 TO 10mm TUBE | 37 |  | 1 |  | C |  | EACH |  |  |  |  | 8/6/2021 | 8/6/2022 | M2006021-5700-ASM | 17
1442 |  | OP178 CRANK GAGE | PNEU | JENOPTIK M2006021-178 CRANK GAGE AIR PREP ASM |  |  |  | 186120 | 6 | 43213 | FESTO | 5 | ELBOW FITTING, G1/4 TO 8mm TUBE | 31 |  | 6 |  | C |  | EACH |  |  |  |  | 8/6/2021 | 8/6/2022 | M2006021-5700-ASM | 17
1443 |  | OP178 CRANK GAGE | PNEU | JENOPTIK M2006021-178 CRANK GAGE AIR PREP ASM |  |  |  | 186131 | 6 | 43213 | FESTO | 5 | LONG ELBOW FITTING, G1/4 TO 8mm TUBE | 36 |  | 2 |  | C |  | EACH |  |  |  |  | 8/6/2021 | 8/6/2022 | M2006021-5700-ASM | 17
1444 |  | OP178 CRANK GAGE | PNEU | JENOPTIK M2006021-178 CRANK GAGE AIR PREP ASM |  |  |  | 186117 | 6 | 43213 | FESTO | 5 | ELBOW FITTING, G1/8 TO 6mm TUBE | 31 |  | 6 |  | C |  | EACH |  |  |  |  | 8/6/2021 | 8/6/2022 | M2006021-5700-ASM | 17
1445 |  | OP178 CRANK GAGE | PNEU | JENOPTIK M2006021-178 CRANK GAGE AIR PREP ASM |  |  |  | 186128 | 6 | 43213 | FESTO | 5 | LONG ELBOW FITTING, G1/8 TO 6mm TUBE | 36 |  | 4 |  | C |  | EACH |  |  |  |  | 8/6/2021 | 8/6/2022 | M2006021-5700-ASM | 17
1446 |  | OP178 CRANK GAGE | PNEU | JENOPTIK M2006021-178 CRANK GAGE AIR PREP ASM |  |  |  | 186172 | 6 | 43213 | FESTO | 5 | RUN TEE FITTING, G1/4 TO 8mm TUBE | 33 |  | 2 |  | C |  | EACH |  |  |  |  | 8/6/2021 | 8/6/2022 | M2006021-5700-ASM | 17
1447 |  | OP178 CRANK GAGE | PNEU | JENOPTIK M2006021-178 CRANK GAGE AIR PREP ASM |  |  |  | 186175 | 6 | 43213 | FESTO | 5 | RUN TEE FITTING, G3/8 TO 10mm TUBE | 34 |  | 2 |  | C |  | EACH |  |  |  |  | 8/6/2021 | 8/6/2022 | M2006021-5700-ASM | 17
1448 |  | OP178 CRANK GAGE | PNEU | JENOPTIK M2006021-178 CRANK GAGE AIR PREP ASM |  |  |  | 186104 | 6 | 43213 | FESTO | 5 | FITTING, G1/2 TO 12mm TUBE | 26 |  | 2 |  | C |  | EACH |  |  |  |  | 8/6/2021 | 8/6/2022 | M2006021-5700-ASM | 17
1449 |  | OP178 CRANK GAGE | PNEU | JENOPTIK M2006021-178 CRANK GAGE AIR PREP ASM |  |  |  | 186113 | 6 | 43213 | FESTO | 5 | FITTING, G3/8 TO 10mm TUBE | 26 |  | 2 |  | C |  | EACH |  |  |  |  | 8/6/2021 | 8/6/2022 | M2006021-5700-ASM | 17
1450 |  | OP178 CRANK GAGE | PNEU | JENOPTIK M2006021-178 CRANK GAGE AIR PREP ASM |  |  |  | 186110 | 6 | 43213 | FESTO | 5 | FITTING, G1/4 TO 8mm TUBE | 25 |  | 4 |  | C |  | EACH |  |  |  |  | 8/6/2021 | 8/6/2022 | M2006021-5700-ASM | 17
1451 |  | OP178 CRANK GAGE | PNEU | JENOPTIK M2006021-178 CRANK GAGE AIR PREP ASM |  |  |  | 186107 | 6 | 43213 | FESTO | 5 | FITTING, G1/8 TO 6mm TUBE | 25 |  | 4 |  | C |  | EACH |  |  |  |  | 8/6/2021 | 8/6/2022 | M2006021-5700-ASM | 17
1452 |  | OP178 CRANK GAGE | PNEU | JENOPTIK M2006021-178 CRANK GAGE AIR PREP ASM |  |  |  | 186112 | 6 | 43213 | FESTO | 5 | FITTING, G1/4 TO 10mm TUBE | 26 |  | 2 |  | C |  | EACH |  |  |  |  | 8/6/2021 | 8/6/2022 | M2006021-5700-ASM | 17
1453 |  | OP178 CRANK GAGE | MCP | JENOPTIK M2006021-178 CRANK GAGE MCP |  |  |  | 1494U-J30-C3 | 12 | 50341 | ALLEN BRADLEY | 13 | FUSED DISCONNECT | 16 |  | 1 | 1 | A |  | EACH | $1731.00 | 60 | AS |  | 8/6/2021 | 8/6/2022 | KEPT4-CRK-0178-0000-1 | 21
1454 |  | OP178 CRANK GAGE | MCP | JENOPTIK M2006021-178 CRANK GAGE MCP |  |  |  | LPJ-0SP | 7 | 18803 | BUSSMAN | 7 | FUSE, 30 AMP | 12 |  | 1 | 1 | A |  | EACH | $150.00 | 30 | AS |  | 8/6/2021 | 8/6/2022 | KEPT4-CRK-0178-0000-1 | 21
1455 |  | OP178 CRANK GAGE | MCP | JENOPTIK M2006021-178 CRANK GAGE MCP |  |  |  | 26024655-0010 | 13 | 18114 | HH BARNUM | 9 | 480 VOLT LABEL | 14 |  | 1 |  | C |  | EACH |  |  |  |  | 8/6/2021 | 8/6/2022 | KEPT4-CRK-0178-0000-1 | 21
1456 |  | OP178 CRANK GAGE | MCP | JENOPTIK M2006021-178 CRANK GAGE MCP |  |  |  | 87121020 | 8 | NA - TMS | MURRELEKTRONIK | 14 | STRAIN RELIEF HOUSING | 21 |  | 2 |  | C |  | EACH |  |  |  |  | 8/6/2021 | 8/6/2022 | KEPT4-CRK-0178-0000-1 | 21
1457 |  | OP178 CRANK GAGE | MCP | JENOPTIK M2006021-178 CRANK GAGE MCP |  |  |  | WLS28-2XW990XMQ | 15 | 56154 | BANNER | 6 | WORK LIGHT, 990mm, 24VDC, 4-PIN M12 QD | 38 |  | 1 | 1 | B |  | EACH | $827.00 | 60 | AS |  | 8/6/2021 | 8/6/2022 | KEPT4-CRK-0178-0000-1 | 21
1458 |  | OP178 CRANK GAGE | MCP | JENOPTIK M2006021-178 CRANK GAGE MCP |  |  |  | 4000-68523-0000001 | 18 | NA - TMS | MURRELEKTRONIK | 14 | CONVIENENCE PANEL FRAME | 23 |  | 1 |  | C |  | EACH |  |  |  |  | 8/6/2021 | 8/6/2022 | KEPT4-CRK-0178-0000-1 | 21
1459 |  | OP178 CRANK GAGE | MCP | JENOPTIK M2006021-178 CRANK GAGE MCP |  |  |  | 4000-68000-100000 | 17 | NA - TMS | MURRELEKTRONIK | 14 | CONVIENENCE PANEL INSERT | 24 |  | 1 |  | C |  | EACH |  |  |  |  | 8/6/2021 | 8/6/2022 | KEPT4-CRK-0178-0000-1 | 21
1460 |  | OP178 CRANK GAGE | MCP | JENOPTIK M2006021-178 CRANK GAGE MCP |  |  |  | 140M-F8E-C10-KRY | 16 | 50341 | ALLEN BRADLEY | 13 | LOCKABLE DISCONNECT | 19 |  | 1 | 1 | A |  | EACH | $539.00 | 60 | AS |  | 8/6/2021 | 8/6/2022 | KEPT4-CRK-0178-0000-1 | 21
1461 |  | OP178 CRANK GAGE | MCP | JENOPTIK M2006021-178 CRANK GAGE MCP |  |  |  | 9070T2000D1 | 11 | 63059 | SCHNEIDER ELECTRIC | 18 | TRANSFORMER, 480V / 120V, 2KVA | 30 |  | 1 | 1 | A |  | EACH | $2561.00 | 60 | AS |  | 8/6/2021 | 8/6/2022 | KEPT4-CRK-0178-0000-1 | 21
1462 |  | OP178 CRANK GAGE | MCP | JENOPTIK M2006021-178 CRANK GAGE MCP |  |  |  | 9070T3000D1 | 11 | 63059 | SCHNEIDER ELECTRIC | 18 | TRANSFORMER, 480V / 120V, 3KVA | 30 |  | 1 | 1 | A |  | EACH | $2924.00 | 60 | AS |  | 8/6/2021 | 8/6/2022 | KEPT4-CRK-0178-0000-1 | 21
1463 |  | OP178 CRANK GAGE | MCP | JENOPTIK M2006021-178 CRANK GAGE MCP |  |  |  | 6EP1334-3BA10 | 13 | 36224 | SIEMENS | 7 | POWER SUPPLY, 120V / 24VDC, 10A | 31 |  | 1 | 1 | A |  | EACH | $811.00 | 60 | AS |  | 8/6/2021 | 8/6/2022 | KEPT4-CRK-0178-0000-1 | 21
1464 |  | OP178 CRANK GAGE | MCP | JENOPTIK M2006021-178 CRANK GAGE MCP |  |  |  | 6EP3436-8SB00-0AY0 | 18 | 36224 | SIEMENS | 7 | POWER SUPPLY, 480V / 24VDC, 20A | 31 |  | 1 | 1 | A |  | EACH | $936.00 | 60 | AS |  | 8/6/2021 | 8/6/2022 | KEPT4-CRK-0178-0000-1 | 21
1465 |  | OP178 CRANK GAGE | MCP | JENOPTIK M2006021-178 CRANK GAGE MCP |  |  |  | 6EP3133-0TA00-0AY0 | 18 | 36224 | SIEMENS | 7 | DC CONVERTER, 24VDC / 24VDC, 5A | 31 |  | 1 | 1 | A |  | EACH | $440.00 | 60 | AS |  | 8/6/2021 | 8/6/2022 | KEPT4-CRK-0178-0000-1 | 21
1466 |  | OP178 CRANK GAGE | MCP | JENOPTIK M2006021-178 CRANK GAGE MCP |  |  |  | 3RV2011-1HA10 | 13 | 36224 | SIEMENS | 7 | MOTOR CIRCUIT BREAKER, 5.5-8A | 29 |  | 2 | 1 | A |  | EACH | $288.00 | 60 | AS |  | 8/6/2021 | 8/6/2022 | KEPT4-CRK-0178-0000-1 | 21
1467 |  | OP178 CRANK GAGE | MCP | JENOPTIK M2006021-178 CRANK GAGE MCP |  |  |  | 6SL3210-1PE16-1UL1 | 19 | 36224 | SIEMENS | 7 | SINAMICS POWER MODULE, PM240-2 | 30 |  | 2 | 1 | A |  | EACH | $1322.00 | 60 | AS |  | 8/6/2021 | 8/6/2022 | KEPT4-CRK-0178-0000-1 | 21
1468 |  | OP178 CRANK GAGE | MCP | JENOPTIK M2006021-178 CRANK GAGE MCP |  |  |  | 6SL3040-1LA01-0AA0 | 19 | 36224 | SIEMENS | 7 | SINAMICS CONTROLLER UNIT, CU310-2PN | 35 |  | 2 | 1 | A |  | EACH | $4160.00 | 60 | AS |  | 8/6/2021 | 8/6/2022 | KEPT4-CRK-0178-0000-1 | 21
1469 |  | OP178 CRANK GAGE | MCP | JENOPTIK M2006021-178 CRANK GAGE MCP |  |  |  | 6SL3054-0EJ00-1BA0 | 18 | 36224 | SIEMENS | 7 | SINAMICS S120 FLASH CARD | 24 |  | 2 | 1 | A |  | EACH | $326.00 | 60 | AS |  | 8/6/2021 | 8/6/2022 | KEPT4-CRK-0178-0000-1 | 21
1470 |  | OP178 CRANK GAGE | MCP | JENOPTIK M2006021-178 CRANK GAGE MCP |  |  |  | 6SL3252-0BB01-0AA0 | 19 | 36224 | SIEMENS | 7 | SINAMICS S120 BRAKE RELAY | 25 |  | 2 | 1 | A |  | EACH | $390.00 | 60 | AS |  | 8/6/2021 | 8/6/2022 | KEPT4-CRK-0178-0000-1 | 21
1471 |  | OP178 CRANK GAGE | MCP | JENOPTIK M2006021-178 CRANK GAGE MCP |  |  |  | 6ES7516-3FN02-0AB0 | 18 | 36224 | SIEMENS | 7 | S7-1516F-3 PN/DP PLC CPU | 24 |  | 1 | 1 | A |  | EACH | $14,710.00 | 75 | AS |  | 8/6/2021 | 8/6/2022 | KEPT4-CRK-0178-0000-1 | 21
1472 |  | OP178 CRANK GAGE | MCP | JENOPTIK M2006021-178 CRANK GAGE MCP |  |  |  | 6ES7954-8LL03-0AA0 | 18 | 36224 | SIEMENS | 7 | MEMORY CARD, 256MB | 18 |  | 1 | 1 | A |  | EACH | $943.00 | 60 | AS |  | 8/6/2021 | 8/6/2022 | KEPT4-CRK-0178-0000-1 | 21
1473 |  | OP178 CRANK GAGE | MCP | JENOPTIK M2006021-178 CRANK GAGE MCP |  |  |  | 6ES7521-1BH00-0AB0 | 18 | 36224 | SIEMENS | 7 | DIGITAL INPUT MODULE, DI15 X DC24V | 34 |  | 3 | 1 | A |  | EACH | $713.00 | 60 | AS |  | 8/6/2021 | 8/6/2022 | KEPT4-CRK-0178-0000-1 | 21
1474 |  | OP178 CRANK GAGE | MCP | JENOPTIK M2006021-178 CRANK GAGE MCP |  |  |  | 6ES7522-1BH01-0AB0 | 18 | 36224 | SIEMENS | 7 | DIGITAL OUTPUT MODULE, DQ15 X DC24V/0.5A | 40 |  | 2 | 1 | A |  | EACH | $758.00 | 60 | AS |  | 8/6/2021 | 8/6/2022 | KEPT4-CRK-0178-0000-1 | 21
1475 |  | OP178 CRANK GAGE | MCP | JENOPTIK M2006021-178 CRANK GAGE MCP |  |  |  | 6ES7526-1BH00-0AB0 | 18 | 36224 | SIEMENS | 7 | FAILSAFE INPUT MODULE F-DI 16x24VDC | 36 |  | 1 | 1 | A |  | EACH | $2645.00 | 60 | AS |  | 8/6/2021 | 8/6/2022 | KEPT4-CRK-0178-0000-1 | 21
1476 |  | OP178 CRANK GAGE | MCP | JENOPTIK M2006021-178 CRANK GAGE MCP |  |  |  | 6ES7526-2BF00-0AB0 | 18 | 36224 | SIEMENS | 7 | FAILSAFE OUTPUT MODULE F-DQ 8x24VDC | 36 |  | 1 | 1 | A |  | EACH | $3008.00 | 60 | AS |  | 8/6/2021 | 8/6/2022 | KEPT4-CRK-0178-0000-1 | 21
1477 |  | OP178 CRANK GAGE | MCP | JENOPTIK M2006021-178 CRANK GAGE MCP |  |  |  | 6ES7592-1AM00-0XB0 | 18 | 36224 | SIEMENS | 7 | FRONT CONNECTOR FOR I/O MODULES | 31 |  | 7 | 1 | A |  | EACH | $131.00 | 30 | AS |  | 8/6/2021 | 8/6/2022 | KEPT4-CRK-0178-0000-1 | 21
1478 |  | OP178 CRANK GAGE | MCP | JENOPTIK M2006021-178 CRANK GAGE MCP |  |  |  | 6GK5216-0BA00-2AC2 | 18 | 36224 | SIEMENS | 7 | SCALANCE MANAGED SWITCH, 16-PORTS | 33 |  | 1 | 1 | A |  | EACH | $2620.00 | 60 | AS |  | 8/6/2021 | 8/6/2022 | KEPT4-CRK-0178-0000-1 | 21
1479 |  | OP178 CRANK GAGE | MCP | JENOPTIK M2006021-178 CRANK GAGE MCP |  |  |  | 6GK5208-0BA00-2AC2 | 18 | 36224 | SIEMENS | 7 | SCALANCE MANAGED SWITCH, 8-PORTS | 32 |  | 1 | 1 | A |  | EACH | $1560.00 | 60 | AS |  | 8/6/2021 | 8/6/2022 | KEPT4-CRK-0178-0000-1 | 21
1480 |  | OP178 CRANK GAGE | MCP | JENOPTIK M2006021-178 CRANK GAGE MCP |  |  |  | 3RH2140-1BB40 | 14 | 36224 | SIEMENS | 7 | CONTROL RELAY, 24VDC, 4 NO | 26 |  | 2 | 1 | A |  | EACH | $176.00 | 30 | AS |  | 8/6/2021 | 8/6/2022 | KEPT4-CRK-0178-0000-1 | 21
1481 |  | OP178 CRANK GAGE | MCP | JENOPTIK M2006021-178 CRANK GAGE MCP |  |  |  | 3RH2911-1HA22 | 13 | 36224 | SIEMENS | 7 | AUXILARY CONTACT BLOCK, 2 NO, 2 NC | 34 |  | 2 | 1 | A |  | EACH | $60.00 | 30 | AS |  | 8/6/2021 | 8/6/2022 | KEPT4-CRK-0178-0000-1 | 21
1482 |  | OP178 CRANK GAGE | MCP | JENOPTIK M2006021-178 CRANK GAGE MCP |  |  |  | 3RT2916-1JJ00 | 13 | 36224 | SIEMENS | 7 | SURGE SUPPRESSOR FOR RELAY | 26 |  | 2 | 1 | A |  | EACH | $37.00 | 30 | AS |  | 8/6/2021 | 8/6/2022 | KEPT4-CRK-0178-0000-1 | 21
1483 |  | OP178 CRANK GAGE | MCP | JENOPTIK M2006021-178 CRANK GAGE MCP |  |  |  | 3RQ3018-1AB00 | 13 | 36224 | SIEMENS | 7 | COUPLER RELAY, 24VDC | 20 |  | 6 | 1 | A |  | EACH | $129.00 | 30 | AS |  | 8/6/2021 | 8/6/2022 | KEPT4-CRK-0178-0000-1 | 21
1484 |  | OP178 CRANK GAGE | MCP | JENOPTIK M2006021-178 CRANK GAGE MCP |  |  |  | 67982 | 5 | NA - TMS | MURRELEKTRONIK | 14 | DUPLEX RECEPTACLE | 17 |  | 1 | 1 | B |  | EACH | $155.00 | 60 | AS |  | 8/6/2021 | 8/6/2022 | KEPT4-CRK-0178-0000-1 | 21
1485 |  | OP178 CRANK GAGE | MCP | JENOPTIK M2006021-178 CRANK GAGE MCP |  |  |  | BCM603-1P | 9 | 18803 | BUSSMAN | 7 | CLASS CC FUSE BLOCK | 19 |  | 9 |  | C |  | EACH |  |  |  |  | 8/6/2021 | 8/6/2022 | KEPT4-CRK-0178-0000-1 | 21
1486 |  | OP178 CRANK GAGE | MCP | JENOPTIK M2006021-178 CRANK GAGE MCP |  |  |  | CVRI-CCM | 8 | 18803 | BUSSMAN | 7 | FUSE BLOCK COVER | 16 |  | 9 |  | C |  | EACH |  |  |  |  | 8/6/2021 | 8/6/2022 | KEPT4-CRK-0178-0000-1 | 21
1487 |  | OP178 CRANK GAGE | MCP | JENOPTIK M2006021-178 CRANK GAGE MCP |  |  |  | FNQ-R-3 | 7 | 18803 | BUSSMAN | 7 | FUSE, TIME-DELAY, 3A | 20 |  | 8 | 1 | A |  | EACH | $84.00 | 30 | AS |  | 8/6/2021 | 8/6/2022 | KEPT4-CRK-0178-0000-1 | 21
1488 |  | OP178 CRANK GAGE | MCP | JENOPTIK M2006021-178 CRANK GAGE MCP |  |  |  | PDB-220-3 | 9 | 18803 | BUSSMAN | 7 | DISTRIBUTION BLOCK | 18 |  | 1 | 1 | A |  | EACH | $223.00 | 30 | AS |  | 8/6/2021 | 8/6/2022 | KEPT4-CRK-0178-0000-1 | 21
1489 |  | OP178 CRANK GAGE | MCP | JENOPTIK M2006021-178 CRANK GAGE MCP |  |  |  | CPDB-3 | 6 | 18803 | BUSSMAN | 7 | PLASTIC COVER | 13 |  | 1 |  | C |  | EACH |  |  |  |  | 8/6/2021 | 8/6/2022 | KEPT4-CRK-0178-0000-1 | 21
1490 |  | OP178 CRANK GAGE | MCP | JENOPTIK M2006021-178 CRANK GAGE MCP |  |  |  | CP-0 | 4 | 86970 | ILSCO | 5 | GROUND LUG | 10 |  | 1 |  | C |  | EACH |  |  |  |  | 8/6/2021 | 8/6/2022 | KEPT4-CRK-0178-0000-1 | 21
1491 |  | OP178 CRANK GAGE | MCP | JENOPTIK M2006021-178 CRANK GAGE MCP |  |  |  | D167-12 | 7 | 86970 | ILSCO | 5 | GROUND BAR | 10 |  | 1 |  | C |  | EACH |  |  |  |  | 8/6/2021 | 8/6/2022 | KEPT4-CRK-0178-0000-1 | 21
1492 |  | OP178 CRANK GAGE | MCP | JENOPTIK M2006021-178 CRANK GAGE MCP |  |  |  | 5SJ4115-7HG40 | 13 | 36224 | SIEMENS | 7 | CIRCUIT BREAKER, 1-POLE, 1.6A | 29 |  | 2 | 1 | A |  | EACH | $71.00 | 30 | AS |  | 8/6/2021 | 8/6/2022 | KEPT4-CRK-0178-0000-1 | 21
1493 |  | OP178 CRANK GAGE | MCP | JENOPTIK M2006021-178 CRANK GAGE MCP |  |  |  | 5SJ4102-7HG40 | 13 | 36224 | SIEMENS | 7 | CIRCUIT BREAKER, 1-POLE, 2A | 27 |  | 3 | 1 | A |  | EACH | $77.00 | 30 | AS |  | 8/6/2021 | 8/6/2022 | KEPT4-CRK-0178-0000-1 | 21
1494 |  | OP178 CRANK GAGE | MCP | JENOPTIK M2006021-178 CRANK GAGE MCP |  |  |  | 5SJ4103-7HG40 | 13 | 36224 | SIEMENS | 7 | CIRCUIT BREAKER, 1-POLE, 3A | 27 |  | 3 | 1 | A |  | EACH | $71.00 | 30 | AS |  | 8/6/2021 | 8/6/2022 | KEPT4-CRK-0178-0000-1 | 21
1495 |  | OP178 CRANK GAGE | MCP | JENOPTIK M2006021-178 CRANK GAGE MCP |  |  |  | 5SJ4104-7HG40 | 13 | 36224 | SIEMENS | 7 | CIRCUIT BREAKER, 1-POLE, 4A | 27 |  | 1 | 1 | A |  | EACH | $77.00 | 30 | AS |  | 8/6/2021 | 8/6/2022 | KEPT4-CRK-0178-0000-1 | 21
1496 |  | OP178 CRANK GAGE | MCP | JENOPTIK M2006021-178 CRANK GAGE MCP |  |  |  | 5SJ4111-7HG40 | 13 | 36224 | SIEMENS | 7 | CIRCUIT BREAKER, 1-POLE, 5A | 27 |  | 5 | 1 | A |  | EACH | $77.00 | 30 | AS |  | 8/6/2021 | 8/6/2022 | KEPT4-CRK-0178-0000-1 | 21
1497 |  | OP178 CRANK GAGE | MCP | JENOPTIK M2006021-178 CRANK GAGE MCP |  |  |  | 5SJ4118-7HG40 | 13 | 36224 | SIEMENS | 7 | CIRCUIT BREAKER, 1-POLE, 15A | 28 |  | 1 | 1 | A |  | EACH | $77.00 | 30 | AS |  | 8/6/2021 | 8/6/2022 | KEPT4-CRK-0178-0000-1 | 21
1498 |  | OP178 CRANK GAGE | MCP | JENOPTIK M2006021-178 CRANK GAGE MCP |  |  |  | 5SJ4120-7HG40 | 13 | 36224 | SIEMENS | 7 | CIRCUIT BREAKER, 1-POLE, 20A | 28 |  | 2 | 1 | A |  | EACH | $77.00 | 30 | AS |  | 8/6/2021 | 8/6/2022 | KEPT4-CRK-0178-0000-1 | 21
1499 |  | OP178 CRANK GAGE | MCP | JENOPTIK M2006021-178 CRANK GAGE MCP |  |  |  | 5SJ4125-7HG40 | 13 | 36224 | SIEMENS | 7 | CIRCUIT BREAKER, 1-POLE, 25A | 28 |  | 1 | 1 | A |  | EACH | $70.00 | 30 | AS |  | 8/6/2021 | 8/6/2022 | KEPT4-CRK-0178-0000-1 | 21
1500 |  | OP178 CRANK GAGE | MCP | JENOPTIK M2006021-178 CRANK GAGE MCP |  |  |  | 5ST3010-0HG | 11 | 36224 | SIEMENS | 7 | AUXILIARY SWITCH, 1 NO, 1 NC | 28 |  | 14 | 1 | A |  | EACH | $51.00 | 30 | AS |  | 8/6/2021 | 8/6/2022 | KEPT4-CRK-0178-0000-1 | 21
1501 |  | OP178 CRANK GAGE | MCP | JENOPTIK M2006021-178 CRANK GAGE MCP |  |  |  | 1492-J4-B | 9 | 50341 | ALLEN BRADLEY | 13 | TERMINAL, BLUE | 14 |  | 250 |  | C |  | EACH |  |  |  |  | 8/6/2021 | 8/6/2022 | KEPT4-CRK-0178-0000-1 | 21
1502 |  | OP178 CRANK GAGE | MCP | JENOPTIK M2006021-178 CRANK GAGE MCP |  |  |  | 1492-J4 | 7 | 50341 | ALLEN BRADLEY | 13 | TERMINAL, GREY | 14 |  | 15 |  | C |  | EACH |  |  |  |  | 8/6/2021 | 8/6/2022 | KEPT4-CRK-0178-0000-1 | 21
1503 |  | OP178 CRANK GAGE | MCP | JENOPTIK M2006021-178 CRANK GAGE MCP |  |  |  | 1492-J4-OR | 10 | 50341 | ALLEN BRADLEY | 13 | TERMINAL, ORANGE | 16 |  | 7 |  | C |  | EACH |  |  |  |  | 8/6/2021 | 8/6/2022 | KEPT4-CRK-0178-0000-1 | 21
1504 |  | OP178 CRANK GAGE | MCP | JENOPTIK M2006021-178 CRANK GAGE MCP |  |  |  | 1492-EBJ3 | 9 | 50341 | ALLEN BRADLEY | 13 | TERMINAL END BARRIER | 20 |  | 4 |  | C |  | EACH |  |  |  |  | 8/6/2021 | 8/6/2022 | KEPT4-CRK-0178-0000-1 | 21
1505 |  | OP178 CRANK GAGE | MCP | JENOPTIK M2006021-178 CRANK GAGE MCP |  |  |  | 1492-CJJ6-10 | 12 | 50341 | ALLEN BRADLEY | 13 | TERMINAL JUMPER, 10 POLE | 24 |  | 6 |  | C |  | EACH |  |  |  |  | 8/6/2021 | 8/6/2022 | KEPT4-CRK-0178-0000-1 | 21
1506 |  | OP178 CRANK GAGE | MCP | JENOPTIK M2006021-178 CRANK GAGE MCP |  |  |  | 1492-CJJ6-4 | 11 | 50341 | ALLEN BRADLEY | 13 | TERMINAL JUMPER, 4 POLE | 23 |  | 8 |  | C |  | EACH |  |  |  |  | 8/6/2021 | 8/6/2022 | KEPT4-CRK-0178-0000-1 | 21
1507 |  | OP178 CRANK GAGE | MCP | JENOPTIK M2006021-178 CRANK GAGE MCP |  |  |  | 1492-CJJ6-2 | 11 | 50341 | ALLEN BRADLEY | 13 | TERMINAL JUMPER, 2 POLE | 23 |  | 12 |  | C |  | EACH |  |  |  |  | 8/6/2021 | 8/6/2022 | KEPT4-CRK-0178-0000-1 | 21
1508 |  | OP178 CRANK GAGE | MCP | JENOPTIK M2006021-178 CRANK GAGE MCP |  |  |  | 1492-EAJ35 | 10 | 50341 | ALLEN BRADLEY | 13 | END ANCHOR | 10 |  | 30 |  | C |  | EACH |  |  |  |  | 8/6/2021 | 8/6/2022 | KEPT4-CRK-0178-0000-1 | 21
1509 |  | OP178 CRANK GAGE | MCP | JENOPTIK M2006021-178 CRANK GAGE MCP |  |  |  | 1492-DR1 | 8 | 50341 | ALLEN BRADLEY | 13 | DIN RAIL | 8 |  | 3 |  | C |  | EACH |  |  |  |  | 8/6/2021 | 8/6/2022 | KEPT4-CRK-0178-0000-1 | 21
1510 |  | OP178 CRANK GAGE | MCP | JENOPTIK M2006021-178 CRANK GAGE MCP |  |  |  | 1492-N44 | 8 | 50341 | ALLEN BRADLEY | 13 | HIGH RISE DIN RAIL | 18 |  | 3 |  | C |  | EACH |  |  |  |  | 8/6/2021 | 8/6/2022 | KEPT4-CRK-0178-0000-1 | 21
1511 |  | OP178 CRANK GAGE | MCP | JENOPTIK M2006021-178 CRANK GAGE MCP |  |  |  | TY2X4RPG6 | 9 | 92197 | THOMAS & BETTS | 14 | ROUND HOLE VINYL DUCT, 2" W x 4" H | 34 |  | 3 |  | C |  | EACH |  |  |  |  | 8/6/2021 | 8/6/2022 | KEPT4-CRK-0178-0000-1 | 21
1512 |  | OP178 CRANK GAGE | MCP | JENOPTIK M2006021-178 CRANK GAGE MCP |  |  |  | TY2CPG6 | 7 | 92197 | THOMAS & BETTS | 14 | VINYL DUCT COVER, 2" | 20 |  | 3 |  | C |  | EACH |  |  |  |  | 8/6/2021 | 8/6/2022 | KEPT4-CRK-0178-0000-1 | 21
1513 |  | OP178 CRANK GAGE | MCP | JENOPTIK M2006021-178 CRANK GAGE MCP |  |  |  | TY4X4RPG6 | 9 | 92197 | THOMAS & BETTS | 14 | ROUND HOLE VINYL DUCT, 4" W x 4" H | 34 |  | 1 |  | C |  | EACH |  |  |  |  | 8/6/2021 | 8/6/2022 | KEPT4-CRK-0178-0000-1 | 21
1514 |  | OP178 CRANK GAGE | MCP | JENOPTIK M2006021-178 CRANK GAGE MCP |  |  |  | TY4CPG6 | 7 | 92197 | THOMAS & BETTS | 14 | VINYL DUCT COVER, 4" | 20 |  | 1 |  | C |  | EACH |  |  |  |  | 8/6/2021 | 8/6/2022 | KEPT4-CRK-0178-0000-1 | 21
1515 |  | OP178 CRANK GAGE | MCP | JENOPTIK M2006021-178 CRANK GAGE MCP |  |  |  | CNEF-24T | 8 | NA - TMS | MENCOM | 6 | 24-PIN FEMALE INSERT, SCREW TERMINALS | 37 |  | 1 |  | C |  | EACH |  |  |  |  | 8/6/2021 | 8/6/2022 | KEPT4-CRK-0178-0000-1 | 21
1516 |  | OP178 CRANK GAGE | MCP | JENOPTIK M2006021-178 CRANK GAGE MCP |  |  |  | CHI-24 | 6 | NA - TMS | MENCOM | 6 | BULHEAD HOUSING FOR 24-PIN INSERT | 33 |  | 1 |  | C |  | EACH |  |  |  |  | 8/6/2021 | 8/6/2022 | KEPT4-CRK-0178-0000-1 | 21
1517 |  | OP178 CRANK GAGE | MCP | JENOPTIK M2006021-178 CRANK GAGE MCP |  |  |  | 7KM4211-1BA00-3AA0 | 18 | 36224 | SIEMENS | 7 | SENTRON PAC4200 POWER MONITOR | 29 |  | 1 | 1 | A |  | EACH | $3662.00 | 90 | AS |  | 8/6/2021 | 8/6/2022 | KEPT4-CRK-0178-0000-1 | 21
1518 |  | OP178 CRANK GAGE | MCP | JENOPTIK M2006021-178 CRANK GAGE MCP |  |  |  | PDS-CTSC-021 | 12 | 36224 | SIEMENS | 7 | CURRENT SENSING TRANSFORMER | 27 |  | 3 | 1 | A |  | EACH | $496.00 | 60 | AS |  | 8/6/2021 | 8/6/2022 | KEPT4-CRK-0178-0000-1 | 21
1519 |  | OP178 CRANK GAGE | MCP | JENOPTIK M2006021-178 CRANK GAGE MCP |  |  |  | 7KM9300-0AE02-0AA0 | 18 | 36224 | SIEMENS | 7 | ETHERNET EXPANSION MODULE FOR PAC4200 | 37 |  | 1 | 1 | A |  | EACH | $857.00 | 30 | AS |  | 8/6/2021 | 8/6/2022 | KEPT4-CRK-0178-0000-1 | 21
1520 |  | OP178 CRANK GAGE | MCP | JENOPTIK M2006021-178 CRANK GAGE MCP |  |  |  | 7KM9900-0XA00-0AA0 | 18 | 36224 | SIEMENS | 7 | DIN RAIL MOUNTING FRAME FOR PAC4200 | 35 |  | 1 |  | C |  | EACH |  |  |  |  | 8/6/2021 | 8/6/2022 | KEPT4-CRK-0178-0000-1 | 21
1521 |  | OP178 CRANK GAGE | MCP | JENOPTIK M2006021-178 CRANK GAGE MCP |  |  |  | IKU6SC | 6 | 36224 | SIEMENS | 7 | TERMINAL BLOCK,SHORTING TYPE, 6 POLE | 36 |  | 1 |  | C |  | EACH |  |  |  |  | 8/6/2021 | 8/6/2022 | KEPT4-CRK-0178-0000-1 | 21
1522 |  | OP178 CRANK GAGE | MCP | JENOPTIK M2006021-178 CRANK GAGE MCP |  |  |  | FNQ-R-5 | 7 | 18803 | BUSSMAN | 7 | FUSE, TIME-DELAY, 5A | 20 |  | 2 | 1 | A |  | EACH | $85.00 | 30 | AS |  | 8/6/2021 | 8/6/2022 | KEPT4-CRK-0178-0000-1 | 21
1523 |  | OP178 CRANK GAGE | MCP | JENOPTIK M2006021-178 CRANK GAGE MCP |  |  |  | GKDF 30-3M/14.75/NPT | 20 | 21437 | TURCK | 5 | M35 RECEPTACLE, 3-PIN FEMALE, 30 AMP | 36 |  | 1 | 1 | B |  | EACH | $178.00 | 30 | AS |  | 8/6/2021 | 8/6/2022 | KEPT4-CRK-0178-0000-1 | 21
1524 |  | OP178 CRANK GAGE | MCP | JENOPTIK M2006021-178 CRANK GAGE MCP |  |  |  | RKF 50-3M/NPT | 13 | 21437 | TURCK | 5 | 7/8" RECEPTACLE, 5-PIN FEMALE | 29 |  | 3 | 1 | B |  | EACH | $46.00 | 30 | AS |  | 8/6/2021 | 8/6/2022 | KEPT4-CRK-0178-0000-1 | 21
1525 |  | OP178 CRANK GAGE | MCP | JENOPTIK M2006021-178 CRANK GAGE MCP |  |  |  | RKF 5 TB | 8 | 79424 | LUMBERG | 7 | M12 RECEPTACLE, 5-PIN TO TERMINAL BLOCK | 39 |  | 2 | 1 | B |  | EACH | $64.00 | 30 | AS |  | 8/6/2021 | 8/6/2022 | KEPT4-CRK-0178-0000-1 | 21
1526 |  | OP178 CRANK GAGE | MCP | JENOPTIK M2006021-178 CRANK GAGE MCP |  |  |  | RJ45S FKSDED-423-3M | 20 | 21437 | TURCK | 5 | RJ45 CORDSET, M12 TO RJ45 | 25 |  | 1 | 1 | B |  | EACH | $142.00 | 30 | AS |  | 8/6/2021 | 8/6/2022 | KEPT4-CRK-0178-0000-1 | 21
1527 |  | OP178 CRANK GAGE | HMI | JENOPTIK M2006021-178 CRANK GAGE HMI |  |  |  | ATH30-700 | 9 | 35970 | ICG | 3 | 700mm HANDLE | 12 |  | 2 |  | C |  | EACH |  |  |  |  | 8/6/2021 | 8/6/2022 | KEPT4-CRK-0178-0000-1 | 21
1528 |  | OP178 CRANK GAGE | HMI | JENOPTIK M2006021-178 CRANK GAGE HMI |  |  |  | 4000-68113-0930000 | 18 | NA - TMS | MURRELEKTRONIK | 14 | CONVENIENCE PANEL, 2 USB | 24 |  | 1 |  | C |  | EACH |  |  |  |  | 8/6/2021 | 8/6/2022 | KEPT4-CRK-0178-0000-1 | 21
1529 |  | OP178 CRANK GAGE | HMI | JENOPTIK M2006021-178 CRANK GAGE HMI |  |  |  | CSMUAA-075M | 11 | 21489 | L-COM | 5 | USB CABLE, TYPE A TO TYPE A, 0.75M | 34 |  | 1 |  | C |  | EACH |  |  |  |  | 8/6/2021 | 8/6/2022 | KEPT4-CRK-0178-0000-1 | 21
1530 |  | OP178 CRANK GAGE | HMI | JENOPTIK M2006021-178 CRANK GAGE HMI |  |  |  | 6AV2124-0MC01-0AX0 | 19 | 36224 | SIEMENS | 7 | TP1200 12" HMI, 24VDC | 21 |  | 1 | 1 | A |  | EACH | $2200.00 | 60 | AS |  | 8/6/2021 | 8/6/2022 | KEPT4-CRK-0178-0000-1 | 21
1531 |  | OP178 CRANK GAGE | HMI | JENOPTIK M2006021-178 CRANK GAGE HMI |  |  |  | SHW19PTUMDD | 12 | NA - TMS | DYNICS | 6 | DYNICS 18.5" MONITOR, 24VDC | 27 |  | 1 | 1 | B |  | EACH | $1,700.00 | 100 | AS |  | 8/6/2021 | 8/6/2022 | KEPT4-CRK-0178-0000-1 | 21
1532 |  | OP178 CRANK GAGE | HMI | JENOPTIK M2006021-178 CRANK GAGE HMI |  |  |  | 800FP-LF7 | 9 | 50341 | ALLEN BRADLEY | 13 | PUSH-BUTTON, ILLUMINATED, FLUSH, WHITE | 38 |  | 2 | 1 | B |  | EACH | $39.00 | 30 | AS |  | 8/6/2021 | 8/6/2022 | KEPT4-CRK-0178-0000-1 | 21
1533 |  | OP178 CRANK GAGE | HMI | JENOPTIK M2006021-178 CRANK GAGE HMI |  |  |  | 800FP-SM22 | 10 | 50341 | ALLEN BRADLEY | 13 | SELECTOR SWITCH, 2-POSITION | 27 |  | 1 | 1 | B |  | EACH | $38.00 | 30 | AS |  | 8/6/2021 | 8/6/2022 | KEPT4-CRK-0178-0000-1 | 21
1534 |  | OP178 CRANK GAGE | HMI | JENOPTIK M2006021-178 CRANK GAGE HMI |  |  |  | 800FP-LF3 | 9 | 50341 | ALLEN BRADLEY | 13 | PUSH-BUTTON, ILLUMINATED, FLUSH, GREEN | 38 |  | 2 | 1 | B |  | EACH | $39.00 | 30 | AS |  | 8/6/2021 | 8/6/2022 | KEPT4-CRK-0178-0000-1 | 21
1535 |  | OP178 CRANK GAGE | HMI | JENOPTIK M2006021-178 CRANK GAGE HMI |  |  |  | 800F-PN3WX10 | 12 | 50341 | ALLEN BRADLEY | 13 | CONTACT BLOCK, WHITE LED, 1 NO | 30 |  | 2 | 1 | B |  | EACH | $119.00 | 30 | AS |  | 8/6/2021 | 8/6/2022 | KEPT4-CRK-0178-0000-1 | 21
1536 |  | OP178 CRANK GAGE | HMI | JENOPTIK M2006021-178 CRANK GAGE HMI |  |  |  | 800F-PN3GX10 | 12 | 50341 | ALLEN BRADLEY | 13 | CONTACT BLOCK, GREEN LED, 1 NO | 30 |  | 2 | 1 | B |  | EACH | $119.00 | 30 | AS |  | 8/6/2021 | 8/6/2022 | KEPT4-CRK-0178-0000-1 | 21
1537 |  | OP178 CRANK GAGE | HMI | JENOPTIK M2006021-178 CRANK GAGE HMI |  |  |  | 800F-PX21 | 9 | 50341 | ALLEN BRADLEY | 13 | CONTACT BLOCK, 2 NO, 1 NC | 25 |  | 1 | 1 | B |  | EACH | $95.00 | 30 | AS |  | 8/6/2021 | 8/6/2022 | KEPT4-CRK-0178-0000-1 | 21
1538 |  | OP178 CRANK GAGE | HMI | JENOPTIK M2006021-178 CRANK GAGE HMI |  |  |  | 22102-122 | 9 | 17945 | REES | 4 | E-STOP PUSH-BUTTON, 22.5mm, LOCKABLE | 36 |  | 1 | 1 | B |  | EACH | $15.00 | 30 | AS |  | 8/6/2021 | 8/6/2022 | KEPT4-CRK-0178-0000-1 | 21
1539 |  | OP178 CRANK GAGE | HMI | JENOPTIK M2006021-178 CRANK GAGE HMI |  |  |  | 800F-15YSE112 | 13 | 50341 | ALLEN BRADLEY | 13 | ROUND BACKING PLATE FOR E-STOP | 30 |  | 1 |  | C |  | EACH |  |  |  |  | 8/6/2021 | 8/6/2022 | KEPT4-CRK-0178-0000-1 | 21
1540 |  | OP178 CRANK GAGE | HMI | JENOPTIK M2006021-178 CRANK GAGE HMI |  |  |  | FS-278 | 6 | 30336 | JENOPTIK INDUSTRIAL METROLOGY | 29 | PUSH-BUTTON TAGS | 16 |  | 5 |  | C |  | EACH |  |  |  |  | 8/6/2021 | 8/6/2022 | KEPT4-CRK-0178-0000-1 | 21
1541 |  | OP178 CRANK GAGE | HMI | JENOPTIK M2006021-178 CRANK GAGE HMI |  |  |  | 1492-DR1 | 8 | 50341 | ALLEN BRADLEY | 13 | DIN RAIL | 8 |  | 1 |  | C |  | EACH |  |  |  |  | 8/6/2021 | 8/6/2022 | KEPT4-CRK-0178-0000-1 | 21
1542 |  | OP178 CRANK GAGE | HMI | JENOPTIK M2006021-178 CRANK GAGE HMI |  |  |  | 1492-J4-B | 9 | 50341 | ALLEN BRADLEY | 13 | TERMINAL, BLUE | 14 |  | 27 |  | C |  | EACH |  |  |  |  | 8/6/2021 | 8/6/2022 | KEPT4-CRK-0178-0000-1 | 21
1543 |  | OP178 CRANK GAGE | HMI | JENOPTIK M2006021-178 CRANK GAGE HMI |  |  |  | 1492-J4 | 7 | 50341 | ALLEN BRADLEY | 13 | TERMINAL, GREY | 14 |  | 3 |  | C |  | EACH |  |  |  |  | 8/6/2021 | 8/6/2022 | KEPT4-CRK-0178-0000-1 | 21
1544 |  | OP178 CRANK GAGE | HMI | JENOPTIK M2006021-178 CRANK GAGE HMI |  |  |  | 1492-EBJ3 | 9 | 50341 | ALLEN BRADLEY | 13 | TERMINAL END BARRIER | 20 |  | 1 |  | C |  | EACH |  |  |  |  | 8/6/2021 | 8/6/2022 | KEPT4-CRK-0178-0000-1 | 21
1545 |  | OP178 CRANK GAGE | HMI | JENOPTIK M2006021-178 CRANK GAGE HMI |  |  |  | 1492-CJJ6-4 | 11 | 50341 | ALLEN BRADLEY | 13 | TERMINAL JUMPER, 4-POLE | 23 |  | 2 |  | C |  | EACH |  |  |  |  | 8/6/2021 | 8/6/2022 | KEPT4-CRK-0178-0000-1 | 21
1546 |  | OP178 CRANK GAGE | HMI | JENOPTIK M2006021-178 CRANK GAGE HMI |  |  |  | 1492-CJJ6-2 | 11 | 50341 | ALLEN BRADLEY | 13 | TERMINAL JUMPER, 2-POLE | 23 |  | 2 |  | C |  | EACH |  |  |  |  | 8/6/2021 | 8/6/2022 | KEPT4-CRK-0178-0000-1 | 21
1547 |  | OP178 CRANK GAGE | HMI | JENOPTIK M2006021-178 CRANK GAGE HMI |  |  |  | 1492-EAJ35 | 10 | 50341 | ALLEN BRADLEY | 13 | END ANCHOR | 10 |  | 2 |  | C |  | EACH |  |  |  |  | 8/6/2021 | 8/6/2022 | KEPT4-CRK-0178-0000-1 | 21
1548 |  | OP178 CRANK GAGE | HMI | JENOPTIK M2006021-178 CRANK GAGE HMI |  |  |  | BNI IOL-802-102-Z037 | 20 | 39333 | BALLUFF | 7 | STACKLIGHT, I/O LINK, 5-SEGMENT W/ BUZZER | 41 |  | 1 | 1 | B |  | EACH | $1423.00 | 60 | AS |  | 8/6/2021 | 8/6/2022 | KEPT4-CRK-0178-0000-1 | 21
1549 |  | OP178 CRANK GANTRY | SETUP | JENOPTIK M2006021-178 CRANK GAGE MEASUREMENT SET-UP - 662670 |  |  |  | 663935 | 6 | 30336 | JENOPTIK INDUSTRIAL METROLOGY (GERMANY) | 39 | table for measurment | 20 |  | 1 |  | C |  | EACH |  |  |  |  | 8/6/2021 | 8/6/2022 | M2006021-0600 | 13
1550 |  | OP178 CRANK GANTRY | SETUP | JENOPTIK M2006021-178 CRANK GAGE MEASUREMENT SET-UP - 662670 |  |  |  | 10022003 | 8 | 30336 | JENOPTIK INDUSTRIAL METROLOGY (GERMANY) | 39 | column left | 11 |  | 1 |  | C |  | EACH |  |  |  |  | 8/6/2021 | 8/6/2022 | M2006021-0600 | 13
1551 |  | OP178 CRANK GANTRY | SETUP | JENOPTIK M2006021-178 CRANK GAGE MEASUREMENT SET-UP - 662670 |  |  |  | 10022004 | 8 | 30336 | JENOPTIK INDUSTRIAL METROLOGY (GERMANY) | 39 | column right | 12 |  | 1 |  | C |  | EACH |  |  |  |  | 8/6/2021 | 8/6/2022 | M2006021-0600 | 13
1552 |  | OP178 CRANK GANTRY | SETUP | JENOPTIK M2006021-178 CRANK GAGE MEASUREMENT SET-UP - 662670 |  |  |  | 10017927 | 8 | 30336 | JENOPTIK INDUSTRIAL METROLOGY (GERMANY) | 39 | spacer plate | 12 |  | 2 |  | C |  | EACH |  |  |  |  | 8/6/2021 | 8/6/2022 | M2006021-0600 | 13
1553 |  | OP178 CRANK GANTRY | SETUP | JENOPTIK M2006021-178 CRANK GAGE MEASUREMENT SET-UP - 662670 |  |  |  | 10017809 | 8 | 30336 | JENOPTIK INDUSTRIAL METROLOGY (GERMANY) | 39 | guiding rail | 12 |  | 1 |  | C |  | EACH |  |  |  |  | 8/6/2021 | 8/6/2022 | M2006021-0600 | 13
1554 |  | OP178 CRANK GANTRY | SETUP | JENOPTIK M2006021-178 CRANK GAGE MEASUREMENT SET-UP - 662670 |  |  |  | 667944 | 6 | 30336 | JENOPTIK INDUSTRIAL METROLOGY (GERMANY) | 39 | guiding rail | 12 |  | 1 |  | C |  | EACH |  |  |  |  | 8/6/2021 | 8/6/2022 | M2006021-0600 | 13
1555 |  | OP178 CRANK GANTRY | SETUP | JENOPTIK M2006021-178 CRANK GAGE MEASUREMENT SET-UP - 662670 |  |  |  | 10017810 | 8 | 30336 | JENOPTIK INDUSTRIAL METROLOGY (GERMANY) | 39 | holder support axis | 19 |  | 2 |  | C |  | EACH |  |  |  |  | 8/6/2021 | 8/6/2022 | M2006021-0600 | 13
1556 |  | OP178 CRANK GANTRY | SETUP | JENOPTIK M2006021-178 CRANK GAGE MEASUREMENT SET-UP - 662670 |  |  |  | 637976 | 6 | 30336 | JENOPTIK INDUSTRIAL METROLOGY (GERMANY) | 39 | shaft d. 15h6 | 13 |  | 1 |  | C |  | EACH |  |  |  |  | 8/6/2021 | 8/6/2022 | M2006021-0600 | 13
1557 |  | OP178 CRANK GANTRY | SETUP | JENOPTIK M2006021-178 CRANK GAGE MEASUREMENT SET-UP - 662670 |  |  |  | 10007254 | 8 | 30336 | JENOPTIK INDUSTRIAL METROLOGY (GERMANY) | 39 | bearing housing | 15 |  | 1 |  | C |  | EACH |  |  |  |  | 8/6/2021 | 8/6/2022 | M2006021-0600 | 13
1558 |  | OP178 CRANK GANTRY | SETUP | JENOPTIK M2006021-178 CRANK GAGE MEASUREMENT SET-UP - 662670 |  |  |  | 10007255 | 8 | 30336 | JENOPTIK INDUSTRIAL METROLOGY (GERMANY) | 39 | bearing pin | 11 |  | 1 | 1 | A |  | EACH | $75.00 | 60 | AS |  | 8/6/2021 | 8/6/2022 | M2006021-0600 | 13
1559 |  | OP178 CRANK GANTRY | SETUP | JENOPTIK M2006021-178 CRANK GAGE MEASUREMENT SET-UP - 662670 |  |  |  | 10007256 | 8 | 30336 | JENOPTIK INDUSTRIAL METROLOGY (GERMANY) | 39 | bearing pin counterpart | 23 |  | 1 | 1 | A |  | EACH | $95.00 | 60 | AS |  | 8/6/2021 | 8/6/2022 | M2006021-0600 | 13
1560 |  | OP178 CRANK GANTRY | SETUP | JENOPTIK M2006021-178 CRANK GAGE MEASUREMENT SET-UP - 662670 |  |  |  | 10007257 | 8 | 30336 | JENOPTIK INDUSTRIAL METROLOGY (GERMANY) | 39 | sleeve | 6 |  | 1 |  | C |  | EACH |  |  |  |  | 8/6/2021 | 8/6/2022 | M2006021-0600 | 13
1561 |  | OP178 CRANK GANTRY | SETUP | JENOPTIK M2006021-178 CRANK GAGE MEASUREMENT SET-UP - 662670 |  |  |  | 10007259 | 8 | 30336 | JENOPTIK INDUSTRIAL METROLOGY (GERMANY) | 39 | spacer ring | 11 |  | 1 |  | C |  | EACH |  |  |  |  | 8/6/2021 | 8/6/2022 | M2006021-0600 | 13
1562 |  | OP178 CRANK GANTRY | SETUP | JENOPTIK M2006021-178 CRANK GAGE MEASUREMENT SET-UP - 662670 |  |  |  | B71905E.T.P4S.UL | 16 | NA - TMS | Josef Blässinger GmbH & Co. KG | 30 | spindle bearing | 15 |  | 2 | 1 | B |  | EACH | $345.00 | 60 | AS |  | 8/6/2021 | 8/6/2022 | M2006021-0600 | 13
1563 |  | OP178 CRANK GANTRY | SETUP | JENOPTIK M2006021-178 CRANK GAGE MEASUREMENT SET-UP - 662670 |  |  |  | 0670-212-40 | 11 | 77965 | Bosch Rexroth AG | 16 | Ball lining 0670-212-40 | 23 |  | 2 | 1 | B |  | EACH | $115.00 | 60 | AS |  | 8/6/2021 | 8/6/2022 | M2006021-0600 | 13
1564 |  | OP178 CRANK GANTRY | SETUP | JENOPTIK M2006021-178 CRANK GAGE MEASUREMENT SET-UP - 662670 |  |  |  | 0672-212-40 | 11 | 77965 | Bosch Rexroth AG | 16 | Ball lining 0672-212-40 | 23 |  | 2 | 1 | B |  | EACH | $115.00 | 60 | AS |  | 8/6/2021 | 8/6/2022 | M2006021-0600 | 13
1565 |  | OP178 CRANK GANTRY | SETUP | JENOPTIK M2006021-178 CRANK GAGE MEASUREMENT SET-UP - 662670 |  |  |  | 666998 | 6 | 30336 | JENOPTIK INDUSTRIAL METROLOGY (GERMANY) | 39 | guide rod | 9 |  | 2 |  | C |  | EACH |  |  |  |  | 8/6/2021 | 8/6/2022 | M2006021-0600 | 13
1566 |  | OP178 CRANK GANTRY | SETUP | JENOPTIK M2006021-178 CRANK GAGE MEASUREMENT SET-UP - 662670 |  |  |  | 565441 | 6 | 30336 | JENOPTIK INDUSTRIAL METROLOGY (GERMANY) | 39 | adapter plate | 13 |  | 1 |  | C |  | EACH |  |  |  |  | 8/6/2021 | 8/6/2022 | M2006021-0600 | 13
1567 |  | OP178 CRANK GANTRY | SETUP | JENOPTIK M2006021-178 CRANK GAGE MEASUREMENT SET-UP - 662670 |  |  |  | IM063115 | 8 | 30336 | JENOPTIK INDUSTRIAL METROLOGY (GERMANY) | 39 | locating pin form B short | 25 |  | 2 | 1 | A |  | EACH | $90.00 | 60 | AS |  | 8/6/2021 | 8/6/2022 | M2006021-0600 | 13
1568 |  | OP178 CRANK GANTRY | SETUP | JENOPTIK M2006021-178 CRANK GAGE MEASUREMENT SET-UP - 662670 |  |  |  | 162811 | 6 | 30336 | JENOPTIK INDUSTRIAL METROLOGY (GERMANY) | 39 | ledge | 5 |  | 1 |  | C |  | EACH |  |  |  |  | 8/6/2021 | 8/6/2022 | M2006021-0600 | 13
1569 |  | OP178 CRANK GANTRY | SETUP | JENOPTIK M2006021-178 CRANK GAGE MEASUREMENT SET-UP - 662670 |  |  |  | 10007291 | 8 | 30336 | JENOPTIK INDUSTRIAL METROLOGY (GERMANY) | 39 | locking plate | 13 |  | 4 |  | C |  | EACH |  |  |  |  | 8/6/2021 | 8/6/2022 | M2006021-0600 | 13
1570 |  | OP178 CRANK GANTRY | SETUP | JENOPTIK M2006021-178 CRANK GAGE MEASUREMENT SET-UP - 662670 |  |  |  | 10007365 | 8 | 30336 | JENOPTIK INDUSTRIAL METROLOGY (GERMANY) | 39 | screw | 5 |  | 1 |  | C |  | EACH |  |  |  |  | 8/6/2021 | 8/6/2022 | M2006021-0600 | 13
1571 |  | OP178 CRANK GANTRY | SETUP | JENOPTIK M2006021-178 CRANK GAGE MEASUREMENT SET-UP - 662670 |  |  |  | O0334887 | 8 | 30336 | JENOPTIK INDUSTRIAL METROLOGY (GERMANY) | 39 | Clamping bushing K7 | 19 |  | 4 |  | C |  | EACH |  |  |  |  | 8/6/2021 | 8/6/2022 | M2006021-0600 | 13
1572 |  | OP178 CRANK GANTRY | SETUP | JENOPTIK M2006021-178 CRANK GAGE MEASUREMENT SET-UP - 662670 |  |  |  | O0334886 | 8 | 30336 | JENOPTIK INDUSTRIAL METROLOGY (GERMANY) | 39 | Clamping screw K6 | 17 |  | 4 |  | C |  | EACH |  |  |  |  | 8/6/2021 | 8/6/2022 | M2006021-0600 | 13
1573 |  | OP178 CRANK GANTRY | SETUP | JENOPTIK M2006021-178 CRANK GAGE MEASUREMENT SET-UP - 662670 |  |  |  | Z-031I | 6 | NA - TMS | Gutekunst + Co. KG | 18 | Tension spring Z-031I | 21 |  | 2 | 1 | A |  | EACH | $10.00 | 60 | AS |  | 8/6/2021 | 8/6/2022 | M2006021-0600 | 13
1574 |  | OP178 CRANK GANTRY | SETUP | JENOPTIK M2006021-178 CRANK GAGE MEASUREMENT SET-UP - 662670 |  |  |  | Z-049 I | 7 | NA - TMS | Gutekunst + Co. KG | 18 | spring Z-049 I | 14 |  | 2 | 1 | A |  | EACH | $10.00 | 60 | AS |  | 8/6/2021 | 8/6/2022 | M2006021-0600 | 13
1575 |  | OP178 CRANK GANTRY | SETUP | JENOPTIK M2006021-178 CRANK GAGE MEASUREMENT SET-UP - 662670 |  |  |  | 10025133 | 8 | 30336 | JENOPTIK INDUSTRIAL METROLOGY (GERMANY) | 39 | base body | 9 |  | 1 |  | C |  | EACH |  |  |  |  | 8/6/2021 | 8/6/2022 | M2006021-0600 | 13
1576 |  | OP178 CRANK GANTRY | SETUP | JENOPTIK M2006021-178 CRANK GAGE MEASUREMENT SET-UP - 662670 |  |  |  | 162011 | 6 | 30336 | JENOPTIK INDUSTRIAL METROLOGY (GERMANY) | 39 | measuring lever | 15 |  | 1 | 1 | A |  | EACH | $165.00 | 60 | AS |  | 8/6/2021 | 8/6/2022 | M2006021-0600 | 13
1577 |  | OP178 CRANK GANTRY | SETUP | JENOPTIK M2006021-178 CRANK GAGE MEASUREMENT SET-UP - 662670 |  |  |  | 162012 | 6 | 30336 | JENOPTIK INDUSTRIAL METROLOGY (GERMANY) | 39 | measuring lever | 15 |  | 1 | 1 | A |  | EACH | $165.00 | 60 | AS |  | 8/6/2021 | 8/6/2022 | M2006021-0600 | 13
1578 |  | OP178 CRANK GANTRY | SETUP | JENOPTIK M2006021-178 CRANK GAGE MEASUREMENT SET-UP - 662670 |  |  |  | 162013 | 6 | 30336 | JENOPTIK INDUSTRIAL METROLOGY (GERMANY) | 39 | measuring lever | 15 |  | 1 | 1 | A |  | EACH | $150.00 | 60 | AS |  | 8/6/2021 | 8/6/2022 | M2006021-0600 | 13
1579 |  | OP178 CRANK GANTRY | SETUP | JENOPTIK M2006021-178 CRANK GAGE MEASUREMENT SET-UP - 662670 |  |  |  | 162014 | 6 | 30336 | JENOPTIK INDUSTRIAL METROLOGY (GERMANY) | 39 | measuring lever | 15 |  | 1 | 1 | A |  | EACH | $150.00 | 60 | AS |  | 8/6/2021 | 8/6/2022 | M2006021-0600 | 13
1580 |  | OP178 CRANK GANTRY | SETUP | JENOPTIK M2006021-178 CRANK GAGE MEASUREMENT SET-UP - 662670 |  |  |  | 162015 | 6 | 30336 | JENOPTIK INDUSTRIAL METROLOGY (GERMANY) | 39 | plate | 5 |  | 2 |  | C |  | EACH |  |  |  |  | 8/6/2021 | 8/6/2022 | M2006021-0600 | 13
1581 |  | OP178 CRANK GANTRY | SETUP | JENOPTIK M2006021-178 CRANK GAGE MEASUREMENT SET-UP - 662670 |  |  |  | 156883 | 6 | 30336 | JENOPTIK INDUSTRIAL METROLOGY (GERMANY) | 39 | ledge | 5 |  | 4 |  | C |  | EACH |  |  |  |  | 8/6/2021 | 8/6/2022 | M2006021-0600 | 13
1582 |  | OP178 CRANK GANTRY | SETUP | JENOPTIK M2006021-178 CRANK GAGE MEASUREMENT SET-UP - 662670 |  |  |  | 162016 | 6 | 30336 | JENOPTIK INDUSTRIAL METROLOGY (GERMANY) | 39 | plate | 5 |  | 2 |  | C |  | EACH |  |  |  |  | 8/6/2021 | 8/6/2022 | M2006021-0600 | 13
1583 |  | OP178 CRANK GANTRY | SETUP | JENOPTIK M2006021-178 CRANK GAGE MEASUREMENT SET-UP - 662670 |  |  |  | 162017 | 6 | 30336 | JENOPTIK INDUSTRIAL METROLOGY (GERMANY) | 39 | leaf spring | 11 |  | 2 | 1 | A |  | EACH | $10.00 | 60 | AS |  | 8/6/2021 | 8/6/2022 | M2006021-0600 | 13
1584 |  | OP178 CRANK GANTRY | SETUP | JENOPTIK M2006021-178 CRANK GAGE MEASUREMENT SET-UP - 662670 |  |  |  | M0132277 | 8 | 30336 | JENOPTIK INDUSTRIAL METROLOGY (GERMANY) | 39 | Gauging bolt HM 3,2 L20 | 23 |  | 2 | 1 | A |  | EACH | $55.00 | 60 | AS |  | 8/6/2021 | 8/6/2022 | M2006021-0600 | 13
1585 |  | OP178 CRANK GANTRY | SETUP | JENOPTIK M2006021-178 CRANK GAGE MEASUREMENT SET-UP - 662670 |  |  |  | M0136749 | 8 | 30336 | JENOPTIK INDUSTRIAL METROLOGY (GERMANY) | 39 | eyebolt M3 | 10 |  | 4 |  | C |  | EACH |  |  |  |  | 8/6/2021 | 8/6/2022 | M2006021-0600 | 13
1586 |  | OP178 CRANK GANTRY | SETUP | JENOPTIK M2006021-178 CRANK GAGE MEASUREMENT SET-UP - 662670 |  |  |  | M0130165 | 8 | 30336 | JENOPTIK INDUSTRIAL METROLOGY (GERMANY) | 39 | Eyebolt M3 L= 15 | 16 |  | 4 |  | C |  | EACH |  |  |  |  | 8/6/2021 | 8/6/2022 | M2006021-0600 | 13
1587 |  | OP178 CRANK GANTRY | SETUP | JENOPTIK M2006021-178 CRANK GAGE MEASUREMENT SET-UP - 662670 |  |  |  | HW 901 | 6 | NA - TMS | TESA S.A. Renens | 16 | Probe HW 901 measuring force1N | 30 |  | 4 | 1 | A |  | EACH | $605.00 | 60 | AS |  | 8/6/2021 | 8/6/2022 | M2006021-0600 | 13
1588 |  | OP178 CRANK GANTRY | SETUP | JENOPTIK M2006021-178 CRANK GAGE MEASUREMENT SET-UP - 662670 |  |  |  | M0130301 | 8 | 30336 | JENOPTIK INDUSTRIAL METROLOGY (GERMANY) | 39 | Contact pin P L=5 | 17 |  | 2 | 1 | A |  | EACH | $30.00 | 60 | AS |  | 8/6/2021 | 8/6/2022 | M2006021-0600 | 13
1589 |  | OP178 CRANK GANTRY | SETUP | JENOPTIK M2006021-178 CRANK GAGE MEASUREMENT SET-UP - 662670 |  |  |  | M0130306 | 8 | 30336 | JENOPTIK INDUSTRIAL METROLOGY (GERMANY) | 39 | Probe tip P / L=25 | 18 |  | 2 | 1 | A |  | EACH | $30.00 | 60 | AS |  | 8/6/2021 | 8/6/2022 | M2006021-0600 | 13
1590 |  | OP178 CRANK GANTRY | SETUP | JENOPTIK M2006021-178 CRANK GAGE MEASUREMENT SET-UP - 662670 |  |  |  | 10025113 | 8 | 30336 | JENOPTIK INDUSTRIAL METROLOGY (GERMANY) | 39 | threaded pin M6x35 with hole | 28 |  | 2 |  | C |  | EACH |  |  |  |  | 8/6/2021 | 8/6/2022 | M2006021-0600 | 13
1591 |  | OP178 CRANK GANTRY | SETUP | JENOPTIK M2006021-178 CRANK GAGE MEASUREMENT SET-UP - 662670 |  |  |  | D-085 | 5 | NA - TMS | Gutekunst + Co. KG | 18 | pressure spring D-085 | 21 |  | 2 | 1 | B |  | EACH | $10.00 | 60 | AS |  | 8/6/2021 | 8/6/2022 | M2006021-0600 | 13
1592 |  | OP178 CRANK GANTRY | SETUP | JENOPTIK M2006021-178 CRANK GAGE MEASUREMENT SET-UP - 662670 |  |  |  | 665053 | 6 | 30336 | JENOPTIK INDUSTRIAL METROLOGY (GERMANY) | 39 | measuring lever | 15 |  | 4 | 1 | A |  | EACH | $125.00 | 60 | AS |  | 8/6/2021 | 8/6/2022 | M2006021-0600 | 13
1593 |  | OP178 CRANK GANTRY | SETUP | JENOPTIK M2006021-178 CRANK GAGE MEASUREMENT SET-UP - 662670 |  |  |  | 10056378 | 8 | 30336 | JENOPTIK INDUSTRIAL METROLOGY (GERMANY) | 39 | gauging bolt KHM L=12.5 | 23 |  | 4 | 1 | A |  | EACH | $40.00 | 60 | AS |  | 8/6/2021 | 8/6/2022 | M2006021-0600 | 13
1594 |  | OP178 CRANK GANTRY | SETUP | JENOPTIK M2006021-178 CRANK GAGE MEASUREMENT SET-UP - 662670 |  |  |  | 665103 | 6 | 30336 | JENOPTIK INDUSTRIAL METROLOGY (GERMANY) | 39 | bracket | 7 |  | 1 |  | C |  | EACH |  |  |  |  | 8/6/2021 | 8/6/2022 | M2006021-0600 | 13
1595 |  | OP178 CRANK GANTRY | SETUP | JENOPTIK M2006021-178 CRANK GAGE MEASUREMENT SET-UP - 662670 |  |  |  | 10007163 | 8 | 30336 | JENOPTIK INDUSTRIAL METROLOGY (GERMANY) | 39 | base body | 9 |  | 1 |  | C |  | EACH |  |  |  |  | 8/6/2021 | 8/6/2022 | M2006021-0600 | 13
1596 |  | OP178 CRANK GANTRY | SETUP | JENOPTIK M2006021-178 CRANK GAGE MEASUREMENT SET-UP - 662670 |  |  |  | 10007164 | 8 | 30336 | JENOPTIK INDUSTRIAL METROLOGY (GERMANY) | 39 | base body | 9 |  | 1 |  | C |  | EACH |  |  |  |  | 8/6/2021 | 8/6/2022 | M2006021-0600 | 13
1597 |  | OP178 CRANK GANTRY | SETUP | JENOPTIK M2006021-178 CRANK GAGE MEASUREMENT SET-UP - 662670 |  |  |  | 10007170 | 8 | 30336 | JENOPTIK INDUSTRIAL METROLOGY (GERMANY) | 39 | deflector lever | 15 |  | 2 |  | C |  | EACH |  |  |  |  | 8/6/2021 | 8/6/2022 | M2006021-0600 | 13
1598 |  | OP178 CRANK GANTRY | SETUP | JENOPTIK M2006021-178 CRANK GAGE MEASUREMENT SET-UP - 662670 |  |  |  | 10049439 | 8 | 30336 | JENOPTIK INDUSTRIAL METROLOGY (GERMANY) | 39 | Sample left | 11 |  | 1 | 1 | A |  | EACH | $965.00 | 60 | AS |  | 8/6/2021 | 8/6/2022 | M2006021-0600 | 13
1599 |  | OP178 CRANK GANTRY | SETUP | JENOPTIK M2006021-178 CRANK GAGE MEASUREMENT SET-UP - 662670 |  |  |  | 10049440 | 8 | 30336 | JENOPTIK INDUSTRIAL METROLOGY (GERMANY) | 39 | Sample right | 12 |  | 1 | 1 | A |  | EACH | $965.00 | 60 | AS |  | 8/6/2021 | 8/6/2022 | M2006021-0600 | 13
1600 |  | OP178 CRANK GANTRY | SETUP | JENOPTIK M2006021-178 CRANK GAGE MEASUREMENT SET-UP - 662670 |  |  |  | 529457 | 6 | 30336 | JENOPTIK INDUSTRIAL METROLOGY (GERMANY) | 39 | Pointed pin D=3m 6; L=15 für UL 154 | 35 |  | 2 | 1 | A |  | EACH | $80.00 | 60 | AS |  | 8/6/2021 | 8/6/2022 | M2006021-0600 | 13
1601 |  | OP178 CRANK GANTRY | SETUP | JENOPTIK M2006021-178 CRANK GAGE MEASUREMENT SET-UP - 662670 |  |  |  | 529450 | 6 | 30336 | JENOPTIK INDUSTRIAL METROLOGY (GERMANY) | 39 | Threaded pin M 6x0.5x12 w. bearng UL 154 | 40 |  | 4 |  | C |  | EACH |  |  |  |  | 8/6/2021 | 8/6/2022 | M2006021-0600 | 13
1602 |  | OP178 CRANK GANTRY | SETUP | JENOPTIK M2006021-178 CRANK GAGE MEASUREMENT SET-UP - 662670 |  |  |  | HW 902 | 6 | NA - TMS | TESA S.A. Renens | 16 | Probe HW 902 measuring force1N | 30 |  | 2 | 1 | A |  | EACH | $605.00 | 60 | AS |  | 8/6/2021 | 8/6/2022 | M2006021-0600 | 13
1603 |  | OP178 CRANK GANTRY | SETUP | JENOPTIK M2006021-178 CRANK GAGE MEASUREMENT SET-UP - 662670 |  |  |  | M0130301 | 8 | 30336 | JENOPTIK INDUSTRIAL METROLOGY (GERMANY) | 39 | Contact pin P L=5 | 17 |  | 2 | 1 | A |  | EACH | $30.00 | 60 | AS |  | 8/6/2021 | 8/6/2022 | M2006021-0600 | 13
1604 |  | OP178 CRANK GANTRY | SETUP | JENOPTIK M2006021-178 CRANK GAGE MEASUREMENT SET-UP - 662670 |  |  |  | M0130165 | 8 | 30336 | JENOPTIK INDUSTRIAL METROLOGY (GERMANY) | 39 | Eyebolt M3 L= 15 | 16 |  | 4 |  | C |  | EACH |  |  |  |  | 8/6/2021 | 8/6/2022 | M2006021-0600 | 13
1605 |  | OP178 CRANK GANTRY | SETUP | JENOPTIK M2006021-178 CRANK GAGE MEASUREMENT SET-UP - 662670 |  |  |  | Z-049 I | 7 | NA - TMS | Gutekunst + Co. KG | 18 | spring Z-049 I | 14 |  | 2 | 1 | A |  | EACH | $10.00 | 60 | AS |  | 8/6/2021 | 8/6/2022 | M2006021-0600 | 13
1606 |  | OP178 CRANK GANTRY | SETUP | JENOPTIK M2006021-178 CRANK GAGE MEASUREMENT SET-UP - 662670 |  |  |  | O0334887 | 8 | 30336 | JENOPTIK INDUSTRIAL METROLOGY (GERMANY) | 39 | Clamping bushing K7 | 19 |  | 2 |  | C |  | EACH |  |  |  |  | 8/6/2021 | 8/6/2022 | M2006021-0600 | 13
1607 |  | OP178 CRANK GANTRY | SETUP | JENOPTIK M2006021-178 CRANK GAGE MEASUREMENT SET-UP - 662670 |  |  |  | O0334886 | 8 | 30336 | JENOPTIK INDUSTRIAL METROLOGY (GERMANY) | 39 | Clamping screw K6 | 17 |  | 2 |  | C |  | EACH |  |  |  |  | 8/6/2021 | 8/6/2022 | M2006021-0600 | 13
1608 |  | OP178 CRANK GANTRY | SETUP | JENOPTIK M2006021-178 CRANK GAGE MEASUREMENT SET-UP - 662670 |  |  |  | M0137761 | 8 | 30336 | JENOPTIK INDUSTRIAL METROLOGY (GERMANY) | 39 | Hexagon nut M6 x 0.5 SW 8 | 25 |  | 4 |  | C |  | EACH |  |  |  |  | 8/6/2021 | 8/6/2022 | M2006021-0600 | 13
1609 |  | OP178 CRANK GANTRY | SETUP | JENOPTIK M2006021-178 CRANK GAGE MEASUREMENT SET-UP - 662670 |  |  |  | 665365 | 6 | 30336 | JENOPTIK INDUSTRIAL METROLOGY (GERMANY) | 39 | base body | 9 |  | 1 |  | C |  | EACH |  |  |  |  | 8/6/2021 | 8/6/2022 | M2006021-0600 | 13
1610 |  | OP178 CRANK GANTRY | SETUP | JENOPTIK M2006021-178 CRANK GAGE MEASUREMENT SET-UP - 662670 |  |  |  | 10028258 | 8 | 30336 | JENOPTIK INDUSTRIAL METROLOGY (GERMANY) | 39 | plate | 5 |  | 1 |  | C |  | EACH |  |  |  |  | 8/6/2021 | 8/6/2022 | M2006021-0600 | 13
1611 |  | OP178 CRANK GANTRY | SETUP | JENOPTIK M2006021-178 CRANK GAGE MEASUREMENT SET-UP - 662670 |  |  |  | 10028260 | 8 | 30336 | JENOPTIK INDUSTRIAL METROLOGY (GERMANY) | 39 | leaf spring | 11 |  | 1 | 1 | A |  | EACH | $35.00 | 60 | AS |  | 8/6/2021 | 8/6/2022 | M2006021-0600 | 13
1612 |  | OP178 CRANK GANTRY | SETUP | JENOPTIK M2006021-178 CRANK GAGE MEASUREMENT SET-UP - 662670 |  |  |  | 10028259 | 8 | 30336 | JENOPTIK INDUSTRIAL METROLOGY (GERMANY) | 39 | plate | 5 |  | 1 |  | C |  | EACH |  |  |  |  | 8/6/2021 | 8/6/2022 | M2006021-0600 | 13
1613 |  | OP178 CRANK GANTRY | SETUP | JENOPTIK M2006021-178 CRANK GAGE MEASUREMENT SET-UP - 662670 |  |  |  | 665372 | 6 | 30336 | JENOPTIK INDUSTRIAL METROLOGY (GERMANY) | 39 | measuring lever | 15 |  | 1 | 1 | A |  | EACH | $530.00 | 60 | AS |  | 8/6/2021 | 8/6/2022 | M2006021-0600 | 13
1614 |  | OP178 CRANK GANTRY | SETUP | JENOPTIK M2006021-178 CRANK GAGE MEASUREMENT SET-UP - 662670 |  |  |  | 10028325 | 8 | 30336 | JENOPTIK INDUSTRIAL METROLOGY (GERMANY) | 39 | ledge | 5 |  | 1 |  | C |  | EACH |  |  |  |  | 8/6/2021 | 8/6/2022 | M2006021-0600 | 13
1615 |  | OP178 CRANK GANTRY | SETUP | JENOPTIK M2006021-178 CRANK GAGE MEASUREMENT SET-UP - 662670 |  |  |  | M0136749 | 8 | 30336 | JENOPTIK INDUSTRIAL METROLOGY (GERMANY) | 39 | eyebolt M3 | 10 |  | 1 |  | C |  | EACH |  |  |  |  | 8/6/2021 | 8/6/2022 | M2006021-0600 | 13
1616 |  | OP178 CRANK GANTRY | SETUP | JENOPTIK M2006021-178 CRANK GAGE MEASUREMENT SET-UP - 662670 |  |  |  | M0130165 | 8 | 30336 | JENOPTIK INDUSTRIAL METROLOGY (GERMANY) | 39 | Eyebolt M3 L= 15 | 16 |  | 1 |  | C |  | EACH |  |  |  |  | 8/6/2021 | 8/6/2022 | M2006021-0600 | 13
1617 |  | OP178 CRANK GANTRY | SETUP | JENOPTIK M2006021-178 CRANK GAGE MEASUREMENT SET-UP - 662670 |  |  |  | Z-049 I | 7 | NA - TMS | Gutekunst + Co. KG | 18 | spring Z-049 I | 14 |  | 1 | 1 | A |  | EACH | $10.00 | 60 | AS |  | 8/6/2021 | 8/6/2022 | M2006021-0600 | 13
1618 |  | OP178 CRANK GANTRY | SETUP | JENOPTIK M2006021-178 CRANK GAGE MEASUREMENT SET-UP - 662670 |  |  |  | T0333485 | 8 | 30336 | JENOPTIK INDUSTRIAL METROLOGY (GERMANY) | 39 | threaded pin | 12 |  | 1 |  | C |  | EACH |  |  |  |  | 8/6/2021 | 8/6/2022 | M2006021-0600 | 13
1619 |  | OP178 CRANK GANTRY | SETUP | JENOPTIK M2006021-178 CRANK GAGE MEASUREMENT SET-UP - 662670 |  |  |  | O0334887 | 8 | 30336 | JENOPTIK INDUSTRIAL METROLOGY (GERMANY) | 39 | Clamping bushing K7 | 19 |  | 1 |  | C |  | EACH |  |  |  |  | 8/6/2021 | 8/6/2022 | M2006021-0600 | 13
1620 |  | OP178 CRANK GANTRY | SETUP | JENOPTIK M2006021-178 CRANK GAGE MEASUREMENT SET-UP - 662670 |  |  |  | O0334886 | 8 | 30336 | JENOPTIK INDUSTRIAL METROLOGY (GERMANY) | 39 | Clamping screw K6 | 17 |  | 1 |  | C |  | EACH |  |  |  |  | 8/6/2021 | 8/6/2022 | M2006021-0600 | 13
1621 |  | OP178 CRANK GANTRY | SETUP | JENOPTIK M2006021-178 CRANK GAGE MEASUREMENT SET-UP - 662670 |  |  |  | M0130301 | 8 | 30336 | JENOPTIK INDUSTRIAL METROLOGY (GERMANY) | 39 | Contact pin P L=5 | 17 |  | 1 | 1 | A |  | EACH | $30.00 | 60 | AS |  | 8/6/2021 | 8/6/2022 | M2006021-0600 | 13
1622 |  | OP178 CRANK GANTRY | SETUP | JENOPTIK M2006021-178 CRANK GAGE MEASUREMENT SET-UP - 662670 |  |  |  | HW 901 | 6 | NA - TMS | TESA S.A. Renens | 16 | Probe HW 901 measuring force1N | 30 |  | 1 | 1 | A |  | EACH | $605.00 | 60 | AS |  | 8/6/2021 | 8/6/2022 | M2006021-0600 | 13
1623 |  | OP178 CRANK GANTRY | SETUP | JENOPTIK M2006021-178 CRANK GAGE MEASUREMENT SET-UP - 662670 |  |  |  | 10068024 | 8 | 30336 | JENOPTIK INDUSTRIAL METROLOGY (GERMANY) | 39 | measuring lever | 15 |  | 1 | 1 | A |  | EACH | $400.00 | 60 | AS |  | 8/6/2021 | 8/6/2022 | M2006021-0600 | 13
1624 |  | OP178 CRANK GANTRY | SETUP | JENOPTIK M2006021-178 CRANK GAGE MEASUREMENT SET-UP - 662670 |  |  |  | 666483 | 6 | 30336 | JENOPTIK INDUSTRIAL METROLOGY (GERMANY) | 39 | base body | 9 |  | 1 |  | C |  | EACH |  |  |  |  | 8/6/2021 | 8/6/2022 | M2006021-0600 | 13
1625 |  | OP178 CRANK GANTRY | SETUP | JENOPTIK M2006021-178 CRANK GAGE MEASUREMENT SET-UP - 662670 |  |  |  | 666579 | 6 | 30336 | JENOPTIK INDUSTRIAL METROLOGY (GERMANY) | 39 | measuring block right side | 26 |  | 2 | 1 | A |  | EACH | $3375.00 | 60 | AS |  | 8/6/2021 | 8/6/2022 | M2006021-0600 | 13
1626 |  | OP178 CRANK GANTRY | SETUP | JENOPTIK M2006021-178 CRANK GAGE MEASUREMENT SET-UP - 662670 |  |  |  | 581428 | 6 | 30336 | JENOPTIK INDUSTRIAL METROLOGY (GERMANY) | 39 | flat measuring piece | 20 |  | 2 | 1 | A |  | EACH | $2005.00 | 60 | AS |  | 8/6/2021 | 8/6/2022 | M2006021-0600 | 13
1627 |  | OP178 CRANK GANTRY | SETUP | JENOPTIK M2006021-178 CRANK GAGE MEASUREMENT SET-UP - 662670 |  |  |  | 666581 | 6 | 30336 | JENOPTIK INDUSTRIAL METROLOGY (GERMANY) | 39 | measuring block left side | 25 |  | 2 | 1 | A |  | EACH | $3375.00 | 60 | AS |  | 8/6/2021 | 8/6/2022 | M2006021-0600 | 13
1628 |  | OP178 CRANK GANTRY | SETUP | JENOPTIK M2006021-178 CRANK GAGE MEASUREMENT SET-UP - 662670 |  |  |  | 581041 | 6 | 30336 | JENOPTIK INDUSTRIAL METROLOGY (GERMANY) | 39 | intake | 6 |  | 2 | 1 | B |  | EACH | $345.00 | 60 | AS |  | 8/6/2021 | 8/6/2022 | M2006021-0600 | 13
1629 |  | OP178 CRANK GANTRY | SETUP | JENOPTIK M2006021-178 CRANK GAGE MEASUREMENT SET-UP - 662670 |  |  |  | 581044 | 6 | 30336 | JENOPTIK INDUSTRIAL METROLOGY (GERMANY) | 39 | plate | 5 |  | 2 |  | C |  | EACH |  |  |  |  | 8/6/2021 | 8/6/2022 | M2006021-0600 | 13
1630 |  | OP178 CRANK GANTRY | SETUP | JENOPTIK M2006021-178 CRANK GAGE MEASUREMENT SET-UP - 662670 |  |  |  | 666528 | 6 | 30336 | JENOPTIK INDUSTRIAL METROLOGY (GERMANY) | 39 | inlet plate | 11 |  | 2 | 1 | B |  | EACH | $150.00 | 60 | AS |  | 8/6/2021 | 8/6/2022 | M2006021-0600 | 13
1631 |  | OP178 CRANK GANTRY | SETUP | JENOPTIK M2006021-178 CRANK GAGE MEASUREMENT SET-UP - 662670 |  |  |  | 10040126 | 8 | 30336 | JENOPTIK INDUSTRIAL METROLOGY (GERMANY) | 39 | sleeve | 6 |  | 2 |  | C |  | EACH |  |  |  |  | 8/6/2021 | 8/6/2022 | M2006021-0600 | 13
1632 |  | OP178 CRANK GANTRY | SETUP | JENOPTIK M2006021-178 CRANK GAGE MEASUREMENT SET-UP - 662670 |  |  |  | 10040131 | 8 | 30336 | JENOPTIK INDUSTRIAL METROLOGY (GERMANY) | 39 | shaft | 5 |  | 4 |  | C |  | EACH |  |  |  |  | 8/6/2021 | 8/6/2022 | M2006021-0600 | 13
1633 |  | OP178 CRANK GANTRY | SETUP | JENOPTIK M2006021-178 CRANK GAGE MEASUREMENT SET-UP - 662670 |  |  |  | 581632 | 6 | 30336 | JENOPTIK INDUSTRIAL METROLOGY (GERMANY) | 39 | slide bar | 9 |  | 2 |  | C |  | EACH |  |  |  |  | 8/6/2021 | 8/6/2022 | M2006021-0600 | 13
1634 |  | OP178 CRANK GANTRY | SETUP | JENOPTIK M2006021-178 CRANK GAGE MEASUREMENT SET-UP - 662670 |  |  |  | 10040115 | 8 | 30336 | JENOPTIK INDUSTRIAL METROLOGY (GERMANY) | 39 | guide bush | 10 |  | 4 |  | C |  | EACH |  |  |  |  | 8/6/2021 | 8/6/2022 | M2006021-0600 | 13
1635 |  | OP178 CRANK GANTRY | SETUP | JENOPTIK M2006021-178 CRANK GAGE MEASUREMENT SET-UP - 662670 |  |  |  | 10040116 | 8 | 30336 | JENOPTIK INDUSTRIAL METROLOGY (GERMANY) | 39 | ball cage | 9 |  | 4 |  | C |  | EACH |  |  |  |  | 8/6/2021 | 8/6/2022 | M2006021-0600 | 13
1636 |  | OP178 CRANK GANTRY | SETUP | JENOPTIK M2006021-178 CRANK GAGE MEASUREMENT SET-UP - 662670 |  |  |  | ST1277 (657947) | 15 | 37586 | Heidenhain | 10 | Probe ST1277 radial 25-fold Interp / Incremental probe 383973-XX ST 1277 / Measuring length: 12mm / Accuracy class: 1 | 117 |  | 2 | 1 | A |  | EACH | $1,397.00 | 175 | AS |  | 8/6/2021 | 8/6/2022 | M2006021-0600 | 13
1637 |  | OP178 CRANK GANTRY | SETUP | JENOPTIK M2006021-178 CRANK GAGE MEASUREMENT SET-UP - 662670 |  |  |  | SME-926726 (647195) | 19 | 10554 | AMETEK GMBH | 11 | measuring probe AM modified | 27 |  | 4 | 1 | A |  | EACH | $935.00 | 60 | AS |  | 8/6/2021 | 8/6/2022 | M2006021-0600 | 13
1638 |  | OP178 CRANK GANTRY | SETUP | JENOPTIK M2006021-178 CRANK GAGE MEASUREMENT SET-UP - 662670 |  |  |  | AEVC-10-10-A-P188075 | 20 | 43213 | FESTO | 5 | short-stroke cylinder | 21 |  | 2 | 1 | A |  | EACH | $95.00 | 60 | AS |  | 8/6/2021 | 8/6/2022 | M2006021-0600 | 13
1639 |  | OP178 CRANK GANTRY | SETUP | JENOPTIK M2006021-178 CRANK GAGE MEASUREMENT SET-UP - 662670 |  |  |  | M0130301 | 8 | 30336 | JENOPTIK INDUSTRIAL METROLOGY (GERMANY) | 39 | Contact pin P L=5 | 17 |  | 2 | 1 | A |  | EACH | $30.00 | 60 | AS |  | 8/6/2021 | 8/6/2022 | M2006021-0600 | 13
1640 |  | OP178 CRANK GANTRY | SETUP | JENOPTIK M2006021-178 CRANK GAGE MEASUREMENT SET-UP - 662670 |  |  |  | M0130313 | 8 | 30336 | JENOPTIK INDUSTRIAL METROLOGY (GERMANY) | 39 | Gauging bolt HM 3,2 L 5 | 23 |  | 2 | 1 | A |  | EACH | $30.00 | 60 | AS |  | 8/6/2021 | 8/6/2022 | M2006021-0600 | 13
1641 |  | OP178 CRANK GANTRY | SETUP | JENOPTIK M2006021-178 CRANK GAGE MEASUREMENT SET-UP - 662670 |  |  |  | O0334887 | 8 | 30336 | JENOPTIK INDUSTRIAL METROLOGY (GERMANY) | 39 | Clamping bushing K7 | 19 |  | 2 |  | C |  | EACH |  |  |  |  | 8/6/2021 | 8/6/2022 | M2006021-0600 | 13
1642 |  | OP178 CRANK GANTRY | SETUP | JENOPTIK M2006021-178 CRANK GAGE MEASUREMENT SET-UP - 662670 |  |  |  | O0334886 | 8 | 30336 | JENOPTIK INDUSTRIAL METROLOGY (GERMANY) | 39 | Clamping screw K6 | 17 |  | 2 |  | C |  | EACH |  |  |  |  | 8/6/2021 | 8/6/2022 | M2006021-0600 | 13
1643 |  | OP178 CRANK GANTRY | SETUP | JENOPTIK M2006021-178 CRANK GAGE MEASUREMENT SET-UP - 662670 |  |  |  | 581177 | 6 | 30336 | JENOPTIK INDUSTRIAL METROLOGY (GERMANY) | 39 | plate | 5 |  | 4 |  | C |  | EACH |  |  |  |  | 8/6/2021 | 8/6/2022 | M2006021-0600 | 13
1644 |  | OP178 CRANK GANTRY | SETUP | JENOPTIK M2006021-178 CRANK GAGE MEASUREMENT SET-UP - 662670 |  |  |  | 581179 | 6 | 30336 | JENOPTIK INDUSTRIAL METROLOGY (GERMANY) | 39 | cable holder | 12 |  | 4 |  | C |  | EACH |  |  |  |  | 8/6/2021 | 8/6/2022 | M2006021-0600 | 13
1645 |  | OP178 CRANK GANTRY | SETUP | JENOPTIK M2006021-178 CRANK GAGE MEASUREMENT SET-UP - 662670 |  |  |  | 581401 | 6 | 30336 | JENOPTIK INDUSTRIAL METROLOGY (GERMANY) | 39 | bracket | 7 |  | 2 |  | C |  | EACH |  |  |  |  | 8/6/2021 | 8/6/2022 | M2006021-0600 | 13
1646 |  | OP178 CRANK GANTRY | SETUP | JENOPTIK M2006021-178 CRANK GAGE MEASUREMENT SET-UP - 662670 |  |  |  | M0130166 | 8 | 30336 | JENOPTIK INDUSTRIAL METROLOGY (GERMANY) | 39 | eyebolt M3 | 10 |  | 2 |  | C |  | EACH |  |  |  |  | 8/6/2021 | 8/6/2022 | M2006021-0600 | 13
1647 |  | OP178 CRANK GANTRY | SETUP | JENOPTIK M2006021-178 CRANK GAGE MEASUREMENT SET-UP - 662670 |  |  |  | Z-017I (566171) | 15 | 30336 | JENOPTIK INDUSTRIAL METROLOGY (GERMANY) | 39 | extension spring Z-017I | 23 |  | 2 | 1 | A |  | EACH | $4.80 | 14 | AS |  | 8/6/2021 | 8/6/2022 | M2006021-0600 | 13
1648 |  | OP178 CRANK GANTRY | SETUP | JENOPTIK M2006021-178 CRANK GAGE MEASUREMENT SET-UP - 662670 |  |  |  | 583776 | 6 | 30336 | JENOPTIK INDUSTRIAL METROLOGY (GERMANY) | 39 | mounting bracket | 16 |  | 2 |  | C |  | EACH |  |  |  |  | 8/6/2021 | 8/6/2022 | M2006021-0600 | 13
1649 |  | OP178 CRANK GANTRY | SETUP | JENOPTIK M2006021-178 CRANK GAGE MEASUREMENT SET-UP - 662670 |  |  |  | 583773 | 6 | 30336 | JENOPTIK INDUSTRIAL METROLOGY (GERMANY) | 39 | tool holder | 11 |  | 2 |  | C |  | EACH |  |  |  |  | 8/6/2021 | 8/6/2022 | M2006021-0600 | 13
1650 |  | OP178 CRANK GANTRY | SETUP | JENOPTIK M2006021-178 CRANK GAGE MEASUREMENT SET-UP - 662670 |  |  |  | BES 516-3007-G-E4-C-S4-00,2 | 27 | 39333 | BALLUFF | 7 | inductive sensor | 16 |  | 2 | 1 | A |  | EACH | $311.00 | 60 | AS |  | 8/6/2021 | 8/6/2022 | M2006021-0600 | 13
1651 |  | OP178 CRANK GANTRY | SETUP | JENOPTIK M2006021-178 CRANK GAGE MEASUREMENT SET-UP - 662670 |  |  |  | IM061823 | 8 | 30336 | JENOPTIK INDUSTRIAL METROLOGY (GERMANY) | 39 | T-clips for tubes D=4-5 mm | 26 |  | 6 |  | C |  | EACH |  |  |  |  | 8/6/2021 | 8/6/2022 | M2006021-0600 | 13
1652 |  | OP178 CRANK GANTRY | SETUP | JENOPTIK M2006021-178 CRANK GAGE MEASUREMENT SET-UP - 662670 |  |  |  | 10036970 | 8 | 30336 | JENOPTIK INDUSTRIAL METROLOGY (GERMANY) | 39 | shim ring | 9 |  | 2 |  | C |  | EACH |  |  |  |  | 8/6/2021 | 8/6/2022 | M2006021-0600 | 13
1653 |  | OP178 CRANK GANTRY | SETUP | JENOPTIK M2006021-178 CRANK GAGE MEASUREMENT SET-UP - 662670 |  |  |  | 666529 | 6 | 30336 | JENOPTIK INDUSTRIAL METROLOGY (GERMANY) | 39 | socket | 6 |  | 4 |  | C |  | EACH |  |  |  |  | 8/6/2021 | 8/6/2022 | M2006021-0600 | 13
1654 |  | OP178 CRANK GANTRY | SETUP | JENOPTIK M2006021-178 CRANK GAGE MEASUREMENT SET-UP - 662670 |  |  |  | 652129 | 6 | 30336 | JENOPTIK INDUSTRIAL METROLOGY (GERMANY) | 39 | cable guide | 11 |  | 2 |  | C |  | EACH |  |  |  |  | 8/6/2021 | 8/6/2022 | M2006021-0600 | 13
1655 |  | OP178 CRANK GANTRY | SETUP | JENOPTIK M2006021-178 CRANK GAGE MEASUREMENT SET-UP - 662670 |  |  |  | 652132 | 6 | 30336 | JENOPTIK INDUSTRIAL METROLOGY (GERMANY) | 39 | plate | 5 |  | 4 |  | C |  | EACH |  |  |  |  | 8/6/2021 | 8/6/2022 | M2006021-0600 | 13
1656 |  | OP178 CRANK GANTRY | SETUP | JENOPTIK M2006021-178 CRANK GAGE MEASUREMENT SET-UP - 662670 |  |  |  | 666807 | 6 | 30336 | JENOPTIK INDUSTRIAL METROLOGY (GERMANY) | 39 | base body | 9 |  | 1 |  | C |  | EACH |  |  |  |  | 8/6/2021 | 8/6/2022 | M2006021-0600 | 13
1657 |  | OP178 CRANK GANTRY | SETUP | JENOPTIK M2006021-178 CRANK GAGE MEASUREMENT SET-UP - 662670 |  |  |  | 666964 | 6 | 30336 | JENOPTIK INDUSTRIAL METROLOGY (GERMANY) | 39 | measuring block right side | 26 |  | 2 | 1 | A |  | EACH | $2705.00 | 60 | AS |  | 8/6/2021 | 8/6/2022 | M2006021-0600 | 13
1658 |  | OP178 CRANK GANTRY | SETUP | JENOPTIK M2006021-178 CRANK GAGE MEASUREMENT SET-UP - 662670 |  |  |  | 581428 | 6 | 30336 | JENOPTIK INDUSTRIAL METROLOGY (GERMANY) | 39 | flat measuring piece | 20 |  | 2 | 1 | A |  | EACH | $2005.00 | 60 | AS |  | 8/6/2021 | 8/6/2022 | M2006021-0600 | 13
1659 |  | OP178 CRANK GANTRY | SETUP | JENOPTIK M2006021-178 CRANK GAGE MEASUREMENT SET-UP - 662670 |  |  |  | 666967 | 6 | 30336 | JENOPTIK INDUSTRIAL METROLOGY (GERMANY) | 39 | measuring block left side | 25 |  | 2 | 1 | A |  | EACH | $2705.00 | 60 | AS |  | 8/6/2021 | 8/6/2022 | M2006021-0600 | 13
1660 |  | OP178 CRANK GANTRY | SETUP | JENOPTIK M2006021-178 CRANK GAGE MEASUREMENT SET-UP - 662670 |  |  |  | 582387 | 6 | 30336 | JENOPTIK INDUSTRIAL METROLOGY (GERMANY) | 39 | intake | 6 |  | 2 | 1 | B |  | EACH | $330.00 | 60 | AS |  | 8/6/2021 | 8/6/2022 | M2006021-0600 | 13
1661 |  | OP178 CRANK GANTRY | SETUP | JENOPTIK M2006021-178 CRANK GAGE MEASUREMENT SET-UP - 662670 |  |  |  | 581044 | 6 | 30336 | JENOPTIK INDUSTRIAL METROLOGY (GERMANY) | 39 | plate | 5 |  | 2 |  | C |  | EACH |  |  |  |  | 8/6/2021 | 8/6/2022 | M2006021-0600 | 13
1662 |  | OP178 CRANK GANTRY | SETUP | JENOPTIK M2006021-178 CRANK GAGE MEASUREMENT SET-UP - 662670 |  |  |  | 10040126 | 8 | 30336 | JENOPTIK INDUSTRIAL METROLOGY (GERMANY) | 39 | sleeve | 6 |  | 2 |  | C |  | EACH |  |  |  |  | 8/6/2021 | 8/6/2022 | M2006021-0600 | 13
1663 |  | OP178 CRANK GANTRY | SETUP | JENOPTIK M2006021-178 CRANK GAGE MEASUREMENT SET-UP - 662670 |  |  |  | 10040131 | 8 | 30336 | JENOPTIK INDUSTRIAL METROLOGY (GERMANY) | 39 | shaft | 5 |  | 4 |  | C |  | EACH |  |  |  |  | 8/6/2021 | 8/6/2022 | M2006021-0600 | 13
1664 |  | OP178 CRANK GANTRY | SETUP | JENOPTIK M2006021-178 CRANK GAGE MEASUREMENT SET-UP - 662670 |  |  |  | 10040115 | 8 | 30336 | JENOPTIK INDUSTRIAL METROLOGY (GERMANY) | 39 | guide bush | 10 |  | 4 |  | C |  | EACH |  |  |  |  | 8/6/2021 | 8/6/2022 | M2006021-0600 | 13
1665 |  | OP178 CRANK GANTRY | SETUP | JENOPTIK M2006021-178 CRANK GAGE MEASUREMENT SET-UP - 662670 |  |  |  | 10040116 | 8 | 30336 | JENOPTIK INDUSTRIAL METROLOGY (GERMANY) | 39 | ball cage | 9 |  | 4 |  | C |  | EACH |  |  |  |  | 8/6/2021 | 8/6/2022 | M2006021-0600 | 13
1666 |  | OP178 CRANK GANTRY | SETUP | JENOPTIK M2006021-178 CRANK GAGE MEASUREMENT SET-UP - 662670 |  |  |  | ST1277 (657947) | 15 | 37586 | Heidenhain | 10 | Probe ST1277 radial 25-fold Interp / Incremental probe 383973-XX ST 1277 / Measuring length: 12mm / Accuracy class: 1 | 117 |  | 2 | 1 | A |  | EACH | $1,397.00 | 175 | AS |  | 8/6/2021 | 8/6/2022 | M2006021-0600 | 13
1667 |  | OP178 CRANK GANTRY | SETUP | JENOPTIK M2006021-178 CRANK GAGE MEASUREMENT SET-UP - 662670 |  |  |  | SME-926726 (647195) | 19 | 10554 | AMETEK GMBH | 11 | measuring probe AM modified | 27 |  | 4 | 1 | A |  | EACH | $935.00 | 60 | AS |  | 8/6/2021 | 8/6/2022 | M2006021-0600 | 13
1668 |  | OP178 CRANK GANTRY | SETUP | JENOPTIK M2006021-178 CRANK GAGE MEASUREMENT SET-UP - 662670 |  |  |  | AEVC-10-10-A-P188075 | 20 | 43213 | FESTO | 5 | short-stroke cylinder | 21 |  | 3 | 1 | A |  | EACH | $95.00 | 60 | AS |  | 8/6/2021 | 8/6/2022 | M2006021-0600 | 13
1669 |  | OP178 CRANK GANTRY | SETUP | JENOPTIK M2006021-178 CRANK GAGE MEASUREMENT SET-UP - 662670 |  |  |  | M0130301 | 8 | 30336 | JENOPTIK INDUSTRIAL METROLOGY (GERMANY) | 39 | Contact pin P L=5 | 17 |  | 6 | 1 | A |  | EACH | $30.00 | 60 | AS |  | 8/6/2021 | 8/6/2022 | M2006021-0600 | 13
1670 |  | OP178 CRANK GANTRY | SETUP | JENOPTIK M2006021-178 CRANK GAGE MEASUREMENT SET-UP - 662670 |  |  |  | M0130313 | 8 | 30336 | JENOPTIK INDUSTRIAL METROLOGY (GERMANY) | 39 | Gauging bolt HM 3,2 L 5 | 23 |  | 2 | 1 | A |  | EACH | $30.00 | 60 | AS |  | 8/6/2021 | 8/6/2022 | M2006021-0600 | 13
1671 |  | OP178 CRANK GANTRY | SETUP | JENOPTIK M2006021-178 CRANK GAGE MEASUREMENT SET-UP - 662670 |  |  |  | 693-2Z | 6 | 84949 | SKF | 3 | deep groove ball bearing 693-2Z | 31 |  | 4 | 1 | A |  | EACH | $55.00 | 60 | AS |  | 8/6/2021 | 8/6/2022 | M2006021-0600 | 13
1672 |  | OP178 CRANK GANTRY | SETUP | JENOPTIK M2006021-178 CRANK GAGE MEASUREMENT SET-UP - 662670 |  |  |  | O0334887 | 8 | 30336 | JENOPTIK INDUSTRIAL METROLOGY (GERMANY) | 39 | Clamping bushing K7 | 19 |  | 6 |  | C |  | EACH |  |  |  |  | 8/6/2021 | 8/6/2022 | M2006021-0600 | 13
1673 |  | OP178 CRANK GANTRY | SETUP | JENOPTIK M2006021-178 CRANK GAGE MEASUREMENT SET-UP - 662670 |  |  |  | O0334886 | 8 | 30336 | JENOPTIK INDUSTRIAL METROLOGY (GERMANY) | 39 | Clamping screw K6 | 17 |  | 6 |  | C |  | EACH |  |  |  |  | 8/6/2021 | 8/6/2022 | M2006021-0600 | 13
1674 |  | OP178 CRANK GANTRY | SETUP | JENOPTIK M2006021-178 CRANK GAGE MEASUREMENT SET-UP - 662670 |  |  |  | 581401 | 6 | 30336 | JENOPTIK INDUSTRIAL METROLOGY (GERMANY) | 39 | bracket | 7 |  | 2 |  | C |  | EACH |  |  |  |  | 8/6/2021 | 8/6/2022 | M2006021-0600 | 13
1675 |  | OP178 CRANK GANTRY | SETUP | JENOPTIK M2006021-178 CRANK GAGE MEASUREMENT SET-UP - 662670 |  |  |  | M0130166 | 8 | 30336 | JENOPTIK INDUSTRIAL METROLOGY (GERMANY) | 39 | eyebolt M3 | 10 |  | 2 |  | C |  | EACH |  |  |  |  | 8/6/2021 | 8/6/2022 | M2006021-0600 | 13
1676 |  | OP178 CRANK GANTRY | SETUP | JENOPTIK M2006021-178 CRANK GAGE MEASUREMENT SET-UP - 662670 |  |  |  | Z-017I (566171) | 15 | 30336 | JENOPTIK INDUSTRIAL METROLOGY (GERMANY) | 39 | extension spring Z-017I | 23 |  | 2 | 1 | A |  | EACH | $4.80 | 14 | AS |  | 8/6/2021 | 8/6/2022 | M2006021-0600 | 13
1677 |  | OP178 CRANK GANTRY | SETUP | JENOPTIK M2006021-178 CRANK GAGE MEASUREMENT SET-UP - 662670 |  |  |  | 666911 | 6 | 30336 | JENOPTIK INDUSTRIAL METROLOGY (GERMANY) | 39 | plate | 5 |  | 4 |  | C |  | EACH |  |  |  |  | 8/6/2021 | 8/6/2022 | M2006021-0600 | 13
1678 |  | OP178 CRANK GANTRY | SETUP | JENOPTIK M2006021-178 CRANK GAGE MEASUREMENT SET-UP - 662670 |  |  |  | 582710 | 6 | 30336 | JENOPTIK INDUSTRIAL METROLOGY (GERMANY) | 39 | cable holder | 12 |  | 4 |  | C |  | EACH |  |  |  |  | 8/6/2021 | 8/6/2022 | M2006021-0600 | 13
1679 |  | OP178 CRANK GANTRY | SETUP | JENOPTIK M2006021-178 CRANK GAGE MEASUREMENT SET-UP - 662670 |  |  |  | 667424 | 6 | 30336 | JENOPTIK INDUSTRIAL METROLOGY (GERMANY) | 39 | spreader | 8 |  | 1 |  | C |  | EACH |  |  |  |  | 8/6/2021 | 8/6/2022 | M2006021-0600 | 13
1680 |  | OP178 CRANK GANTRY | SETUP | JENOPTIK M2006021-178 CRANK GAGE MEASUREMENT SET-UP - 662670 |  |  |  | 582610 | 6 | 30336 | JENOPTIK INDUSTRIAL METROLOGY (GERMANY) | 39 | bracket | 7 |  | 1 |  | C |  | EACH |  |  |  |  | 8/6/2021 | 8/6/2022 | M2006021-0600 | 13
1681 |  | OP178 CRANK GANTRY | SETUP | JENOPTIK M2006021-178 CRANK GAGE MEASUREMENT SET-UP - 662670 |  |  |  | 582649 | 6 | 30336 | JENOPTIK INDUSTRIAL METROLOGY (GERMANY) | 39 | thread bolt | 11 |  | 4 |  | C |  | EACH |  |  |  |  | 8/6/2021 | 8/6/2022 | M2006021-0600 | 13
1682 |  | OP178 CRANK GANTRY | SETUP | JENOPTIK M2006021-178 CRANK GAGE MEASUREMENT SET-UP - 662670 |  |  |  | D-075C (668072) | 15 | 30336 | JENOPTIK INDUSTRIAL METROLOGY (GERMANY) | 39 | pressure spring D-075C | 22 |  | 2 | 1 | B |  | EACH | $4.80 | 14 | AS |  | 8/6/2021 | 8/6/2022 | M2006021-0600 | 13
1683 |  | OP178 CRANK GANTRY | SETUP | JENOPTIK M2006021-178 CRANK GAGE MEASUREMENT SET-UP - 662670 |  |  |  | 10070717 | 8 | 30336 | JENOPTIK INDUSTRIAL METROLOGY (GERMANY) | 39 | Sliding bush | 12 |  | 4 |  | C |  | EACH |  |  |  |  | 8/6/2021 | 8/6/2022 | M2006021-0600 | 13
1684 |  | OP178 CRANK GANTRY | SETUP | JENOPTIK M2006021-178 CRANK GAGE MEASUREMENT SET-UP - 662670 |  |  |  | 594551 | 6 | 30336 | JENOPTIK INDUSTRIAL METROLOGY (GERMANY) | 39 | bearing pin | 11 |  | 2 | 1 | A |  | EACH | $390.00 | 60 | AS |  | 8/6/2021 | 8/6/2022 | M2006021-0600 | 13
1685 |  | OP178 CRANK GANTRY | SETUP | JENOPTIK M2006021-178 CRANK GAGE MEASUREMENT SET-UP - 662670 |  |  |  | 10070740 | 8 | 30336 | JENOPTIK INDUSTRIAL METROLOGY (GERMANY) | 39 | bearing pin | 11 |  | 4 | 1 | A |  | EACH | $80.00 | 60 | AS |  | 8/6/2021 | 8/6/2022 | M2006021-0600 | 13
1686 |  | OP178 CRANK GANTRY | SETUP | JENOPTIK M2006021-178 CRANK GAGE MEASUREMENT SET-UP - 662670 |  |  |  | M0132269 | 8 | 30336 | JENOPTIK INDUSTRIAL METROLOGY (GERMANY) | 39 | Contact tip K L=6 | 17 |  | 4 | 1 | A |  | EACH | $45.00 | 60 | AS |  | 8/6/2021 | 8/6/2022 | M2006021-0600 | 13
1687 |  | OP178 CRANK GANTRY | SETUP | JENOPTIK M2006021-178 CRANK GAGE MEASUREMENT SET-UP - 662670 |  |  |  | 666839 | 6 | 30336 | JENOPTIK INDUSTRIAL METROLOGY (GERMANY) | 39 | bracket | 7 |  | 2 |  | C |  | EACH |  |  |  |  | 8/6/2021 | 8/6/2022 | M2006021-0600 | 13
1688 |  | OP178 CRANK GANTRY | SETUP | JENOPTIK M2006021-178 CRANK GAGE MEASUREMENT SET-UP - 662670 |  |  |  | 583793 | 6 | 30336 | JENOPTIK INDUSTRIAL METROLOGY (GERMANY) | 39 | plate | 5 |  | 2 |  | C |  | EACH |  |  |  |  | 8/6/2021 | 8/6/2022 | M2006021-0600 | 13
1689 |  | OP178 CRANK GANTRY | SETUP | JENOPTIK M2006021-178 CRANK GAGE MEASUREMENT SET-UP - 662670 |  |  |  | 583773 | 6 | 30336 | JENOPTIK INDUSTRIAL METROLOGY (GERMANY) | 39 | tool holder | 11 |  | 3 |  | C |  | EACH |  |  |  |  | 8/6/2021 | 8/6/2022 | M2006021-0600 | 13
1690 |  | OP178 CRANK GANTRY | SETUP | JENOPTIK M2006021-178 CRANK GAGE MEASUREMENT SET-UP - 662670 |  |  |  | BES 516-3007-G-E4-C-S4-00,2 | 27 | 39333 | BALLUFF | 7 | inductive sensor | 16 |  | 3 | 1 | A |  | EACH | $311.00 | 60 | AS |  | 8/6/2021 | 8/6/2022 | M2006021-0600 | 13
1691 |  | OP178 CRANK GANTRY | SETUP | JENOPTIK M2006021-178 CRANK GAGE MEASUREMENT SET-UP - 662670 |  |  |  | 666823 | 6 | 30336 | JENOPTIK INDUSTRIAL METROLOGY (GERMANY) | 39 | cable guide | 11 |  | 2 |  | C |  | EACH |  |  |  |  | 8/6/2021 | 8/6/2022 | M2006021-0600 | 13
1692 |  | OP178 CRANK GANTRY | SETUP | JENOPTIK M2006021-178 CRANK GAGE MEASUREMENT SET-UP - 662670 |  |  |  | 652132 | 6 | 30336 | JENOPTIK INDUSTRIAL METROLOGY (GERMANY) | 39 | plate | 5 |  | 4 |  | C |  | EACH |  |  |  |  | 8/6/2021 | 8/6/2022 | M2006021-0600 | 13
1693 |  | OP178 CRANK GANTRY | SETUP | JENOPTIK M2006021-178 CRANK GAGE MEASUREMENT SET-UP - 662670 |  |  |  | 666818 | 6 | 30336 | JENOPTIK INDUSTRIAL METROLOGY (GERMANY) | 39 | socket | 6 |  | 4 |  | C |  | EACH |  |  |  |  | 8/6/2021 | 8/6/2022 | M2006021-0600 | 13
1694 |  | OP178 CRANK GANTRY | SETUP | JENOPTIK M2006021-178 CRANK GAGE MEASUREMENT SET-UP - 662670 |  |  |  | HW 901 | 6 | NA - TMS | TESA S.A. Renens | 16 | Probe HW 901 measuring force1N | 30 |  | 4 | 1 | A |  | EACH | $605.00 | 60 | AS |  | 8/6/2021 | 8/6/2022 | M2006021-0600 | 13
1695 |  | OP178 CRANK GANTRY | SETUP | JENOPTIK M2006021-178 CRANK GAGE MEASUREMENT SET-UP - 662670 |  |  |  | 667283 | 6 | 30336 | JENOPTIK INDUSTRIAL METROLOGY (GERMANY) | 39 | measuring lever D74 | 19 |  | 2 | 1 | A |  | EACH | $140.00 | 60 | AS |  | 8/6/2021 | 8/6/2022 | M2006021-0600 | 13
1696 |  | OP178 CRANK GANTRY | SETUP | JENOPTIK M2006021-178 CRANK GAGE MEASUREMENT SET-UP - 662670 |  |  |  | 667284 | 6 | 30336 | JENOPTIK INDUSTRIAL METROLOGY (GERMANY) | 39 | measuring lever D63 | 19 |  | 2 | 1 | A |  | EACH | $140.00 | 60 | AS |  | 8/6/2021 | 8/6/2022 | M2006021-0600 | 13
1697 |  | OP178 CRANK GANTRY | SETUP | JENOPTIK M2006021-178 CRANK GAGE MEASUREMENT SET-UP - 662670 |  |  |  | 667354 | 6 | 30336 | JENOPTIK INDUSTRIAL METROLOGY (GERMANY) | 39 | measuring tip | 13 |  | 4 | 1 | A |  | EACH | $135.00 | 60 | AS |  | 8/6/2021 | 8/6/2022 | M2006021-0600 | 13
1698 |  | OP178 CRANK GANTRY | SETUP | JENOPTIK M2006021-178 CRANK GAGE MEASUREMENT SET-UP - 662670 |  |  |  | 667392 | 6 | 30336 | JENOPTIK INDUSTRIAL METROLOGY (GERMANY) | 39 | probe holder | 12 |  | 2 |  | C |  | EACH |  |  |  |  | 8/6/2021 | 8/6/2022 | M2006021-0600 | 13
1699 |  | OP178 CRANK GANTRY | SETUP | JENOPTIK M2006021-178 CRANK GAGE MEASUREMENT SET-UP - 662670 |  |  |  | IM061823 | 8 | 30336 | JENOPTIK INDUSTRIAL METROLOGY (GERMANY) | 39 | T-clips for tubes D=4-5 mm | 26 |  | 6 |  | C |  | EACH |  |  |  |  | 8/6/2021 | 8/6/2022 | M2006021-0600 | 13
1700 |  | OP178 CRANK GANTRY | SETUP | JENOPTIK M2006021-178 CRANK GAGE MEASUREMENT SET-UP - 662670 |  |  |  | 667665 | 6 | 30336 | JENOPTIK INDUSTRIAL METROLOGY (GERMANY) | 39 | base body | 9 |  | 1 |  | C |  | EACH |  |  |  |  | 8/6/2021 | 8/6/2022 | M2006021-0600 | 13
1701 |  | OP178 CRANK GANTRY | SETUP | JENOPTIK M2006021-178 CRANK GAGE MEASUREMENT SET-UP - 662670 |  |  |  | 666964 | 6 | 30336 | JENOPTIK INDUSTRIAL METROLOGY (GERMANY) | 39 | measuring block right side | 26 |  | 2 | 1 | A |  | EACH | $2705.00 | 60 | AS |  | 8/6/2021 | 8/6/2022 | M2006021-0600 | 13
1702 |  | OP178 CRANK GANTRY | SETUP | JENOPTIK M2006021-178 CRANK GAGE MEASUREMENT SET-UP - 662670 |  |  |  | 581428 | 6 | 30336 | JENOPTIK INDUSTRIAL METROLOGY (GERMANY) | 39 | flat measuring piece | 20 |  | 2 | 1 | A |  | EACH | $2005.00 | 60 | AS |  | 8/6/2021 | 8/6/2022 | M2006021-0600 | 13
1703 |  | OP178 CRANK GANTRY | SETUP | JENOPTIK M2006021-178 CRANK GAGE MEASUREMENT SET-UP - 662670 |  |  |  | 666967 | 6 | 30336 | JENOPTIK INDUSTRIAL METROLOGY (GERMANY) | 39 | measuring block left side | 25 |  | 2 | 1 | A |  | EACH | $2705.00 | 60 | AS |  | 8/6/2021 | 8/6/2022 | M2006021-0600 | 13
1704 |  | OP178 CRANK GANTRY | SETUP | JENOPTIK M2006021-178 CRANK GAGE MEASUREMENT SET-UP - 662670 |  |  |  | 582387 | 6 | 30336 | JENOPTIK INDUSTRIAL METROLOGY (GERMANY) | 39 | intake | 6 |  | 2 | 1 | B |  | EACH | $330.00 | 60 | AS |  | 8/6/2021 | 8/6/2022 | M2006021-0600 | 13
1705 |  | OP178 CRANK GANTRY | SETUP | JENOPTIK M2006021-178 CRANK GAGE MEASUREMENT SET-UP - 662670 |  |  |  | 581044 | 6 | 30336 | JENOPTIK INDUSTRIAL METROLOGY (GERMANY) | 39 | plate | 5 |  | 2 |  | C |  | EACH |  |  |  |  | 8/6/2021 | 8/6/2022 | M2006021-0600 | 13
1706 |  | OP178 CRANK GANTRY | SETUP | JENOPTIK M2006021-178 CRANK GAGE MEASUREMENT SET-UP - 662670 |  |  |  | 10040126 | 8 | 30336 | JENOPTIK INDUSTRIAL METROLOGY (GERMANY) | 39 | sleeve | 6 |  | 2 |  | C |  | EACH |  |  |  |  | 8/6/2021 | 8/6/2022 | M2006021-0600 | 13
1707 |  | OP178 CRANK GANTRY | SETUP | JENOPTIK M2006021-178 CRANK GAGE MEASUREMENT SET-UP - 662670 |  |  |  | 10040131 | 8 | 30336 | JENOPTIK INDUSTRIAL METROLOGY (GERMANY) | 39 | shaft | 5 |  | 4 |  | C |  | EACH |  |  |  |  | 8/6/2021 | 8/6/2022 | M2006021-0600 | 13
1708 |  | OP178 CRANK GANTRY | SETUP | JENOPTIK M2006021-178 CRANK GAGE MEASUREMENT SET-UP - 662670 |  |  |  | 10040115 | 8 | 30336 | JENOPTIK INDUSTRIAL METROLOGY (GERMANY) | 39 | guide bush | 10 |  | 4 |  | C |  | EACH |  |  |  |  | 8/6/2021 | 8/6/2022 | M2006021-0600 | 13
1709 |  | OP178 CRANK GANTRY | SETUP | JENOPTIK M2006021-178 CRANK GAGE MEASUREMENT SET-UP - 662670 |  |  |  | 10040116 | 8 | 30336 | JENOPTIK INDUSTRIAL METROLOGY (GERMANY) | 39 | ball cage | 9 |  | 4 |  | C |  | EACH |  |  |  |  | 8/6/2021 | 8/6/2022 | M2006021-0600 | 13
1710 |  | OP178 CRANK GANTRY | SETUP | JENOPTIK M2006021-178 CRANK GAGE MEASUREMENT SET-UP - 662670 |  |  |  | ST1277 (657947) | 15 | 37586 | Heidenhain | 10 | Probe ST1277 radial 25-fold Interp / Incremental probe 383973-XX ST 1277 / Measuring length: 12mm / Accuracy class: 1 | 117 |  | 2 | 1 | A |  | EACH | $1,397.00 | 175 | AS |  | 8/6/2021 | 8/6/2022 | M2006021-0600 | 13
1711 |  | OP178 CRANK GANTRY | SETUP | JENOPTIK M2006021-178 CRANK GAGE MEASUREMENT SET-UP - 662670 |  |  |  | SME-926726 (647195) | 19 | 10554 | AMETEK GMBH | 11 | measuring probe AM modified | 27 |  | 4 | 1 | A |  | EACH | $935.00 | 60 | AS |  | 8/6/2021 | 8/6/2022 | M2006021-0600 | 13
1712 |  | OP178 CRANK GANTRY | SETUP | JENOPTIK M2006021-178 CRANK GAGE MEASUREMENT SET-UP - 662670 |  |  |  | AEVC-10-10-A-P188075 | 20 | 43213 | FESTO | 5 | short-stroke cylinder | 21 |  | 2 | 1 | A |  | EACH | $95.00 | 60 | AS |  | 8/6/2021 | 8/6/2022 | M2006021-0600 | 13
1713 |  | OP178 CRANK GANTRY | SETUP | JENOPTIK M2006021-178 CRANK GAGE MEASUREMENT SET-UP - 662670 |  |  |  | M0130301 | 8 | 30336 | JENOPTIK INDUSTRIAL METROLOGY (GERMANY) | 39 | Contact pin P L=5 | 17 |  | 2 | 1 | A |  | EACH | $30.00 | 60 | AS |  | 8/6/2021 | 8/6/2022 | M2006021-0600 | 13
1714 |  | OP178 CRANK GANTRY | SETUP | JENOPTIK M2006021-178 CRANK GAGE MEASUREMENT SET-UP - 662670 |  |  |  | M0130313 | 8 | 30336 | JENOPTIK INDUSTRIAL METROLOGY (GERMANY) | 39 | Gauging bolt HM 3,2 L 5 | 23 |  | 2 | 1 | A |  | EACH | $30.00 | 60 | AS |  | 8/6/2021 | 8/6/2022 | M2006021-0600 | 13
1715 |  | OP178 CRANK GANTRY | SETUP | JENOPTIK M2006021-178 CRANK GAGE MEASUREMENT SET-UP - 662670 |  |  |  | O0334887 | 8 | 30336 | JENOPTIK INDUSTRIAL METROLOGY (GERMANY) | 39 | Clamping bushing K7 | 19 |  | 2 |  | C |  | EACH |  |  |  |  | 8/6/2021 | 8/6/2022 | M2006021-0600 | 13
1716 |  | OP178 CRANK GANTRY | SETUP | JENOPTIK M2006021-178 CRANK GAGE MEASUREMENT SET-UP - 662670 |  |  |  | O0334886 | 8 | 30336 | JENOPTIK INDUSTRIAL METROLOGY (GERMANY) | 39 | Clamping screw K6 | 17 |  | 2 |  | C |  | EACH |  |  |  |  | 8/6/2021 | 8/6/2022 | M2006021-0600 | 13
1717 |  | OP178 CRANK GANTRY | SETUP | JENOPTIK M2006021-178 CRANK GAGE MEASUREMENT SET-UP - 662670 |  |  |  | 581401 | 6 | 30336 | JENOPTIK INDUSTRIAL METROLOGY (GERMANY) | 39 | bracket | 7 |  | 2 |  | C |  | EACH |  |  |  |  | 8/6/2021 | 8/6/2022 | M2006021-0600 | 13
1718 |  | OP178 CRANK GANTRY | SETUP | JENOPTIK M2006021-178 CRANK GAGE MEASUREMENT SET-UP - 662670 |  |  |  | M0130166 | 8 | 30336 | JENOPTIK INDUSTRIAL METROLOGY (GERMANY) | 39 | eyebolt M3 | 10 |  | 2 |  | C |  | EACH |  |  |  |  | 8/6/2021 | 8/6/2022 | M2006021-0600 | 13
1719 |  | OP178 CRANK GANTRY | SETUP | JENOPTIK M2006021-178 CRANK GAGE MEASUREMENT SET-UP - 662670 |  |  |  | Z-017I (566171) | 15 | 30336 | JENOPTIK INDUSTRIAL METROLOGY (GERMANY) | 39 | extension spring Z-017I | 23 |  | 2 | 1 | A |  | EACH | $4.80 | 14 | AS |  | 8/6/2021 | 8/6/2022 | M2006021-0600 | 13
1720 |  | OP178 CRANK GANTRY | SETUP | JENOPTIK M2006021-178 CRANK GAGE MEASUREMENT SET-UP - 662670 |  |  |  | 666911 | 6 | 30336 | JENOPTIK INDUSTRIAL METROLOGY (GERMANY) | 39 | plate | 5 |  | 4 |  | C |  | EACH |  |  |  |  | 8/6/2021 | 8/6/2022 | M2006021-0600 | 13
1721 |  | OP178 CRANK GANTRY | SETUP | JENOPTIK M2006021-178 CRANK GAGE MEASUREMENT SET-UP - 662670 |  |  |  | 582710 | 6 | 30336 | JENOPTIK INDUSTRIAL METROLOGY (GERMANY) | 39 | cable holder | 12 |  | 4 |  | C |  | EACH |  |  |  |  | 8/6/2021 | 8/6/2022 | M2006021-0600 | 13
1722 |  | OP178 CRANK GANTRY | SETUP | JENOPTIK M2006021-178 CRANK GAGE MEASUREMENT SET-UP - 662670 |  |  |  | 666839 | 6 | 30336 | JENOPTIK INDUSTRIAL METROLOGY (GERMANY) | 39 | bracket | 7 |  | 2 |  | C |  | EACH |  |  |  |  | 8/6/2021 | 8/6/2022 | M2006021-0600 | 13
1723 |  | OP178 CRANK GANTRY | SETUP | JENOPTIK M2006021-178 CRANK GAGE MEASUREMENT SET-UP - 662670 |  |  |  | 583793 | 6 | 30336 | JENOPTIK INDUSTRIAL METROLOGY (GERMANY) | 39 | plate | 5 |  | 2 |  | C |  | EACH |  |  |  |  | 8/6/2021 | 8/6/2022 | M2006021-0600 | 13
1724 |  | OP178 CRANK GANTRY | SETUP | JENOPTIK M2006021-178 CRANK GAGE MEASUREMENT SET-UP - 662670 |  |  |  | 583773 | 6 | 30336 | JENOPTIK INDUSTRIAL METROLOGY (GERMANY) | 39 | tool holder | 11 |  | 2 |  | C |  | EACH |  |  |  |  | 8/6/2021 | 8/6/2022 | M2006021-0600 | 13
1725 |  | OP178 CRANK GANTRY | SETUP | JENOPTIK M2006021-178 CRANK GAGE MEASUREMENT SET-UP - 662670 |  |  |  | BES 516-3007-G-E4-C-S4-00,2 | 27 | 39333 | BALLUFF | 7 | inductive sensor | 16 |  | 2 | 1 | A |  | EACH | $311.00 | 60 | AS |  | 8/6/2021 | 8/6/2022 | M2006021-0600 | 13
1726 |  | OP178 CRANK GANTRY | SETUP | JENOPTIK M2006021-178 CRANK GAGE MEASUREMENT SET-UP - 662670 |  |  |  | 666823 | 6 | 30336 | JENOPTIK INDUSTRIAL METROLOGY (GERMANY) | 39 | cable guide | 11 |  | 2 |  | C |  | EACH |  |  |  |  | 8/6/2021 | 8/6/2022 | M2006021-0600 | 13
1727 |  | OP178 CRANK GANTRY | SETUP | JENOPTIK M2006021-178 CRANK GAGE MEASUREMENT SET-UP - 662670 |  |  |  | 652132 | 6 | 30336 | JENOPTIK INDUSTRIAL METROLOGY (GERMANY) | 39 | plate | 5 |  | 4 |  | C |  | EACH |  |  |  |  | 8/6/2021 | 8/6/2022 | M2006021-0600 | 13
1728 |  | OP178 CRANK GANTRY | SETUP | JENOPTIK M2006021-178 CRANK GAGE MEASUREMENT SET-UP - 662670 |  |  |  | 666818 | 6 | 30336 | JENOPTIK INDUSTRIAL METROLOGY (GERMANY) | 39 | socket | 6 |  | 4 |  | C |  | EACH |  |  |  |  | 8/6/2021 | 8/6/2022 | M2006021-0600 | 13
1729 |  | OP178 CRANK GANTRY | SETUP | JENOPTIK M2006021-178 CRANK GAGE MEASUREMENT SET-UP - 662670 |  |  |  | IM061823 | 8 | 30336 | JENOPTIK INDUSTRIAL METROLOGY (GERMANY) | 39 | T-clips for tubes D=4-5 mm | 26 |  | 6 |  | C |  | EACH |  |  |  |  | 8/6/2021 | 8/6/2022 | M2006021-0600 | 13
1730 |  | OP178 CRANK GANTRY | LIFT | JENOPTIK M2006021-178 CRANK GAGE LIFTING STATION - 662671 |  |  |  | 10019232 | 8 | 30336 | JENOPTIK INDUSTRIAL METROLOGY (GERMANY) | 39 | bearing plate | 13 |  | 2 | 1 | B |  | EACH | $235.00 | 60 | AS |  | 8/6/2021 | 8/6/2022 | M2006021-0600 | 13
1731 |  | OP178 CRANK GANTRY | LIFT | JENOPTIK M2006021-178 CRANK GAGE LIFTING STATION - 662671 |  |  |  | 6305 2ZNR | 9 | 84949 | SKF | 3 | deep groove ball bearing 6305 2ZNR | 34 |  | 2 | 1 | A |  | EACH | $105.00 | 60 | AS |  | 8/6/2021 | 8/6/2022 | M2006021-0600 | 13
1732 |  | OP178 CRANK GANTRY | LIFT | JENOPTIK M2006021-178 CRANK GAGE LIFTING STATION - 662671 |  |  |  | T0433876 | 8 | 30336 | JENOPTIK INDUSTRIAL METROLOGY (GERMANY) | 39 | retaining ring | 14 |  | 4 |  | C |  | EACH |  |  |  |  | 8/6/2021 | 8/6/2022 | M2006021-0600 | 13
1733 |  | OP178 CRANK GANTRY | LIFT | JENOPTIK M2006021-178 CRANK GAGE LIFTING STATION - 662671 |  |  |  | 10019231 | 8 | 30336 | JENOPTIK INDUSTRIAL METROLOGY (GERMANY) | 39 | bearing plate middle | 20 |  | 1 |  | C |  | EACH |  |  |  |  | 8/6/2021 | 8/6/2022 | M2006021-0600 | 13
1734 |  | OP178 CRANK GANTRY | LIFT | JENOPTIK M2006021-178 CRANK GAGE LIFTING STATION - 662671 |  |  |  | 6208 2RS | 8 | 84949 | SKF | 3 | deep groove ball bearing 6208 2RS | 33 |  | 1 | 1 | A |  | EACH | $85.00 | 60 | AS |  | 8/6/2021 | 8/6/2022 | M2006021-0600 | 13
1735 |  | OP178 CRANK GANTRY | LIFT | JENOPTIK M2006021-178 CRANK GAGE LIFTING STATION - 662671 |  |  |  | 10019788 | 8 | 30336 | JENOPTIK INDUSTRIAL METROLOGY (GERMANY) | 39 | retaining ring | 14 |  | 2 |  | C |  | EACH |  |  |  |  | 8/6/2021 | 8/6/2022 | M2006021-0600 | 13
1736 |  | OP178 CRANK GANTRY | LIFT | JENOPTIK M2006021-178 CRANK GAGE LIFTING STATION - 662671 |  |  |  | 10019318 | 8 | 30336 | JENOPTIK INDUSTRIAL METROLOGY (GERMANY) | 39 | sleeve | 6 |  | 1 |  | C |  | EACH |  |  |  |  | 8/6/2021 | 8/6/2022 | M2006021-0600 | 13
1737 |  | OP178 CRANK GANTRY | LIFT | JENOPTIK M2006021-178 CRANK GAGE LIFTING STATION - 662671 |  |  |  | T0433901 | 8 | 30336 | JENOPTIK INDUSTRIAL METROLOGY (GERMANY) | 39 | retaining ring | 14 |  | 2 |  | C |  | EACH |  |  |  |  | 8/6/2021 | 8/6/2022 | M2006021-0600 | 13
1738 |  | OP178 CRANK GANTRY | LIFT | JENOPTIK M2006021-178 CRANK GAGE LIFTING STATION - 662671 |  |  |  | 10019317 | 8 | 30336 | JENOPTIK INDUSTRIAL METROLOGY (GERMANY) | 39 | splined shaft | 13 |  | 1 |  | C |  | EACH |  |  |  |  | 8/6/2021 | 8/6/2022 | M2006021-0600 | 13
1739 |  | OP178 CRANK GANTRY | LIFT | JENOPTIK M2006021-178 CRANK GAGE LIFTING STATION - 662671 |  |  |  | T0433896 | 8 | 30336 | JENOPTIK INDUSTRIAL METROLOGY (GERMANY) | 39 | retaining ring | 14 |  | 2 |  | C |  | EACH |  |  |  |  | 8/6/2021 | 8/6/2022 | M2006021-0600 | 13
1740 |  | OP178 CRANK GANTRY | LIFT | JENOPTIK M2006021-178 CRANK GAGE LIFTING STATION - 662671 |  |  |  | 10019409 | 8 | 30336 | JENOPTIK INDUSTRIAL METROLOGY (GERMANY) | 39 | gear | 4 |  | 2 | 1 | A |  | EACH | $135.00 | 60 | AS |  | 8/6/2021 | 8/6/2022 | M2006021-0600 | 13
1741 |  | OP178 CRANK GANTRY | LIFT | JENOPTIK M2006021-178 CRANK GAGE LIFTING STATION - 662671 |  |  |  | 10019410 | 8 | 30336 | JENOPTIK INDUSTRIAL METROLOGY (GERMANY) | 39 | sleeve | 6 |  | 2 |  | C |  | EACH |  |  |  |  | 8/6/2021 | 8/6/2022 | M2006021-0600 | 13
1742 |  | OP178 CRANK GANTRY | LIFT | JENOPTIK M2006021-178 CRANK GAGE LIFTING STATION - 662671 |  |  |  | 10019408 | 8 | 30336 | JENOPTIK INDUSTRIAL METROLOGY (GERMANY) | 39 | flange wheel | 12 |  | 4 |  | C |  | EACH |  |  |  |  | 8/6/2021 | 8/6/2022 | M2006021-0600 | 13
1743 |  | OP178 CRANK GANTRY | LIFT | JENOPTIK M2006021-178 CRANK GAGE LIFTING STATION - 662671 |  |  |  | 664440 | 6 | 30336 | JENOPTIK INDUSTRIAL METROLOGY (GERMANY) | 39 | spacer plate | 12 |  | 2 |  | C |  | EACH |  |  |  |  | 8/6/2021 | 8/6/2022 | M2006021-0600 | 13
1744 |  | OP178 CRANK GANTRY | LIFT | JENOPTIK M2006021-178 CRANK GAGE LIFTING STATION - 662671 |  |  |  | AKN 200-25H7-25H7 | 17 | NA - TMS | KBK Antriebstechnik GmbH | 24 | metal bellows coupling AKN 200-25H7-25H7 | 40 |  | 1 |  | C |  | EACH |  |  |  |  | 8/6/2021 | 8/6/2022 | M2006021-0600 | 13
1745 |  | OP178 CRANK GANTRY | LIFT | JENOPTIK M2006021-178 CRANK GAGE LIFTING STATION - 662671 |  |  |  | DIN6885 BRAF | 13 | 30336 | JENOPTIK INDUSTRIAL METROLOGY (GERMANY) | 39 | fitting key | 11 |  | 1 |  | C |  | EACH |  |  |  |  | 8/6/2021 | 8/6/2022 | M2006021-0600 | 13
1746 |  | OP178 CRANK GANTRY | LIFT | JENOPTIK M2006021-178 CRANK GAGE LIFTING STATION - 662671 |  |  |  | 10019425 | 8 | 30336 | JENOPTIK INDUSTRIAL METROLOGY (GERMANY) | 39 | guide plate | 11 |  | 2 |  | C |  | EACH |  |  |  |  | 8/6/2021 | 8/6/2022 | M2006021-0600 | 13
1747 |  | OP178 CRANK GANTRY | LIFT | JENOPTIK M2006021-178 CRANK GAGE LIFTING STATION - 662671 |  |  |  | 10019426 | 8 | 30336 | JENOPTIK INDUSTRIAL METROLOGY (GERMANY) | 39 | clamping plate | 14 |  | 2 |  | C |  | EACH |  |  |  |  | 8/6/2021 | 8/6/2022 | M2006021-0600 | 13
1748 |  | OP178 CRANK GANTRY | LIFT | JENOPTIK M2006021-178 CRANK GAGE LIFTING STATION - 662671 |  |  |  | 10019492 | 8 | 30336 | JENOPTIK INDUSTRIAL METROLOGY (GERMANY) | 39 | stop above | 10 |  | 2 |  | C |  | EACH |  |  |  |  | 8/6/2021 | 8/6/2022 | M2006021-0600 | 13
1749 |  | OP178 CRANK GANTRY | LIFT | JENOPTIK M2006021-178 CRANK GAGE LIFTING STATION - 662671 |  |  |  | 10021712 | 8 | 30336 | JENOPTIK INDUSTRIAL METROLOGY (GERMANY) | 39 | stop block 1 | 12 |  | 1 |  | C |  | EACH |  |  |  |  | 8/6/2021 | 8/6/2022 | M2006021-0600 | 13
1750 |  | OP178 CRANK GANTRY | LIFT | JENOPTIK M2006021-178 CRANK GAGE LIFTING STATION - 662671 |  |  |  | 10021723 | 8 | 30336 | JENOPTIK INDUSTRIAL METROLOGY (GERMANY) | 39 | stop block 2 | 12 |  | 1 |  | C |  | EACH |  |  |  |  | 8/6/2021 | 8/6/2022 | M2006021-0600 | 13
1751 |  | OP178 CRANK GANTRY | LIFT | JENOPTIK M2006021-178 CRANK GAGE LIFTING STATION - 662671 |  |  |  | 10008387 | 8 | 30336 | JENOPTIK INDUSTRIAL METROLOGY (GERMANY) | 39 | threaded pin | 12 |  | 4 |  | C |  | EACH |  |  |  |  | 8/6/2021 | 8/6/2022 | M2006021-0600 | 13
1752 |  | OP178 CRANK GANTRY | LIFT | JENOPTIK M2006021-178 CRANK GAGE LIFTING STATION - 662671 |  |  |  | 10019411 | 8 | 30336 | JENOPTIK INDUSTRIAL METROLOGY (GERMANY) | 39 | stop plate | 10 |  | 1 |  | C |  | EACH |  |  |  |  | 8/6/2021 | 8/6/2022 | M2006021-0600 | 13
1753 |  | OP178 CRANK GANTRY | LIFT | JENOPTIK M2006021-178 CRANK GAGE LIFTING STATION - 662671 |  |  |  | O0132471 | 8 | 30336 | JENOPTIK INDUSTRIAL METROLOGY (GERMANY) | 39 | bolt 10 x 8 DIN6321 | 22 |  | 2 |  | C |  | EACH |  |  |  |  | 8/6/2021 | 8/6/2022 | M2006021-0600 | 13
1754 |  | OP178 CRANK GANTRY | LIFT | JENOPTIK M2006021-178 CRANK GAGE LIFTING STATION - 662671 |  |  |  | 10019505 | 8 | 30336 | JENOPTIK INDUSTRIAL METROLOGY (GERMANY) | 39 | plate | 5 |  | 1 |  | C |  | EACH |  |  |  |  | 8/6/2021 | 8/6/2022 | M2006021-0600 | 13
1755 |  | OP178 CRANK GANTRY | LIFT | JENOPTIK M2006021-178 CRANK GAGE LIFTING STATION - 662671 |  |  |  | 10019506 | 8 | 30336 | JENOPTIK INDUSTRIAL METROLOGY (GERMANY) | 39 | plate | 5 |  | 1 |  | C |  | EACH |  |  |  |  | 8/6/2021 | 8/6/2022 | M2006021-0600 | 13
1756 |  | OP178 CRANK GANTRY | LIFT | JENOPTIK M2006021-178 CRANK GAGE LIFTING STATION - 662671 |  |  |  | 10019624 | 8 | 30336 | JENOPTIK INDUSTRIAL METROLOGY (GERMANY) | 39 | rack straight toothed M=3 | 25 |  | 2 |  | C |  | EACH |  |  |  |  | 8/6/2021 | 8/6/2022 | M2006021-0600 | 13
1757 |  | OP178 CRANK GANTRY | LIFT | JENOPTIK M2006021-178 CRANK GAGE LIFTING STATION - 662671 |  |  |  | 10019615 | 8 | 30336 | JENOPTIK INDUSTRIAL METROLOGY (GERMANY) | 39 | bearing | 7 |  | 4 | 1 | A |  | EACH | $55.00 | 60 | AS |  | 8/6/2021 | 8/6/2022 | M2006021-0600 | 13
1758 |  | OP178 CRANK GANTRY | LIFT | JENOPTIK M2006021-178 CRANK GAGE LIFTING STATION - 662671 |  |  |  | IM063573 | 8 | 30336 | JENOPTIK INDUSTRIAL METROLOGY (GERMANY) | 39 | sintered bronze bushing, cylindrical | 36 |  | 4 |  | C |  | EACH |  |  |  |  | 8/6/2021 | 8/6/2022 | M2006021-0600 | 13
1759 |  | OP178 CRANK GANTRY | LIFT | JENOPTIK M2006021-178 CRANK GAGE LIFTING STATION - 662671 |  |  |  | 534235 | 6 | 30336 | JENOPTIK INDUSTRIAL METROLOGY (GERMANY) | 39 | spring mandrel | 14 |  | 2 | 1 | B |  | EACH | $125.00 | 60 | AS |  | 8/6/2021 | 8/6/2022 | M2006021-0600 | 13
1760 |  | OP178 CRANK GANTRY | LIFT | JENOPTIK M2006021-178 CRANK GAGE LIFTING STATION - 662671 |  |  |  | 534238 | 6 | 30336 | JENOPTIK INDUSTRIAL METROLOGY (GERMANY) | 39 | ring | 4 |  | 2 |  | C |  | EACH |  |  |  |  | 8/6/2021 | 8/6/2022 | M2006021-0600 | 13
1761 |  | OP178 CRANK GANTRY | LIFT | JENOPTIK M2006021-178 CRANK GAGE LIFTING STATION - 662671 |  |  |  | 534237 | 6 | 30336 | JENOPTIK INDUSTRIAL METROLOGY (GERMANY) | 39 | sleeve | 6 |  | 2 |  | C |  | EACH |  |  |  |  | 8/6/2021 | 8/6/2022 | M2006021-0600 | 13
1762 |  | OP178 CRANK GANTRY | LIFT | JENOPTIK M2006021-178 CRANK GAGE LIFTING STATION - 662671 |  |  |  | 534234 | 6 | 30336 | JENOPTIK INDUSTRIAL METROLOGY (GERMANY) | 39 | bearing mandrel | 15 |  | 2 | 1 | B |  | EACH | $85.00 | 60 | AS |  | 8/6/2021 | 8/6/2022 | M2006021-0600 | 13
1763 |  | OP178 CRANK GANTRY | LIFT | JENOPTIK M2006021-178 CRANK GAGE LIFTING STATION - 662671 |  |  |  | D-364 A | 7 | NA - TMS | Gutekunst + Co. KG | 18 | pressure spring D-364 A | 23 |  | 2 | 1 | B |  | EACH | $25.00 | 60 | AS |  | 8/6/2021 | 8/6/2022 | M2006021-0600 | 13
1764 |  | OP178 CRANK GANTRY | LIFT | JENOPTIK M2006021-178 CRANK GAGE LIFTING STATION - 662671 |  |  |  | KUVE45-B-HL-W1-V1-G3 / 895-27,5 | 31 | 30336 | JENOPTIK INDUSTRIAL METROLOGY (GERMANY) | 39 | ball recirculation units | 24 |  | 2 | 1 | A |  | EACH | $1,170.00 | 175 | AS |  | 8/6/2021 | 8/6/2022 | M2006021-0600 | 13
1765 |  | OP178 CRANK GANTRY | LIFT | JENOPTIK M2006021-178 CRANK GAGE LIFTING STATION - 662671 |  |  |  | 10019683 | 8 | 30336 | JENOPTIK INDUSTRIAL METROLOGY (GERMANY) | 39 | connecting plate | 16 |  | 2 |  | C |  | EACH |  |  |  |  | 8/6/2021 | 8/6/2022 | M2006021-0600 | 13
1766 |  | OP178 CRANK GANTRY | LIFT | JENOPTIK M2006021-178 CRANK GAGE LIFTING STATION - 662671 |  |  |  | 664652 | 6 | 30336 | JENOPTIK INDUSTRIAL METROLOGY (GERMANY) | 39 | plate right | 11 |  | 1 |  | C |  | EACH |  |  |  |  | 8/6/2021 | 8/6/2022 | M2006021-0600 | 13
1767 |  | OP178 CRANK GANTRY | LIFT | JENOPTIK M2006021-178 CRANK GAGE LIFTING STATION - 662671 |  |  |  | 664643 | 6 | 30336 | JENOPTIK INDUSTRIAL METROLOGY (GERMANY) | 39 | plate left | 10 |  | 1 |  | C |  | EACH |  |  |  |  | 8/6/2021 | 8/6/2022 | M2006021-0600 | 13
1768 |  | OP178 CRANK GANTRY | LIFT | JENOPTIK M2006021-178 CRANK GAGE LIFTING STATION - 662671 |  |  |  | MA 225 M | 8 | 12635 | ACE CONTROLS | 12 | Shock absorber MA 225 M | 23 |  | 4 | 1 | A |  | EACH | $305.00 | 60 | AS |  | 8/6/2021 | 8/6/2022 | M2006021-0600 | 13
1769 |  | OP178 CRANK GANTRY | LIFT | JENOPTIK M2006021-178 CRANK GAGE LIFTING STATION - 662671 |  |  |  | 665331 | 6 | 30336 | JENOPTIK INDUSTRIAL METROLOGY (GERMANY) | 39 | prism | 5 |  | 2 | 1 | A |  | EACH | $100.00 | 60 | AS |  | 8/6/2021 | 8/6/2022 | M2006021-0600 | 13
1770 |  | OP178 CRANK GANTRY | LIFT | JENOPTIK M2006021-178 CRANK GAGE LIFTING STATION - 662671 |  |  |  | 665329 | 6 | 30336 | JENOPTIK INDUSTRIAL METROLOGY (GERMANY) | 39 | cover prism | 11 |  | 4 | 1 | A |  | EACH | $25.00 | 60 | AS |  | 8/6/2021 | 8/6/2022 | M2006021-0600 | 13
1771 |  | OP178 CRANK GANTRY | LIFT | JENOPTIK M2006021-178 CRANK GAGE LIFTING STATION - 662671 |  |  |  | 664593 | 6 | 30336 | JENOPTIK INDUSTRIAL METROLOGY (GERMANY) | 39 | plate left | 10 |  | 1 |  | C |  | EACH |  |  |  |  | 8/6/2021 | 8/6/2022 | M2006021-0600 | 13
1772 |  | OP178 CRANK GANTRY | LIFT | JENOPTIK M2006021-178 CRANK GAGE LIFTING STATION - 662671 |  |  |  | 665484 | 6 | 30336 | JENOPTIK INDUSTRIAL METROLOGY (GERMANY) | 39 | plate right | 11 |  | 1 |  | C |  | EACH |  |  |  |  | 8/6/2021 | 8/6/2022 | M2006021-0600 | 13
1773 |  | OP178 CRANK GANTRY | LIFT | JENOPTIK M2006021-178 CRANK GAGE LIFTING STATION - 662671 |  |  |  | 10019230 | 8 | 30336 | JENOPTIK INDUSTRIAL METROLOGY (GERMANY) | 39 | motor mounting plate | 20 |  | 1 |  | C |  | EACH |  |  |  |  | 8/6/2021 | 8/6/2022 | M2006021-0600 | 13
1774 |  | OP178 CRANK GANTRY | LIFT | JENOPTIK M2006021-178 CRANK GAGE LIFTING STATION - 662671 |  |  |  | 1FG1301-1RD23-2FW1-Z_D01+G99+H04+K06+N231FG1301-1RD23-2FW1-Z_D01+G99+H04+K06+N23 | 80 | 36224 | SIEMENS | 7 | synchronous motor with gear 1FG1 (1FG1301-1RD23-2FW1-Z_D01+G99+H04+K06+N23) | 75 |  | 1 | 1 | A |  | EACH | $2695.00 | 60 | AS |  | 8/6/2021 | 8/6/2022 | M2006021-0600 | 13
1775 |  | OP178 CRANK GANTRY | RDRIV | JENOPTIK M2006021-178 CRANK GAGE ROTARY DRIVE - 662672 |  |  |  | 585295 | 6 | 30336 | JENOPTIK INDUSTRIAL METROLOGY (GERMANY) | 39 | plate | 5 |  | 1 |  | C |  | EACH |  |  |  |  | 8/6/2021 | 8/6/2022 | M2006021-0600 | 13
1776 |  | OP178 CRANK GANTRY | RDRIV | JENOPTIK M2006021-178 CRANK GAGE ROTARY DRIVE - 662672 |  |  |  | 664966 | 6 | 30336 | JENOPTIK INDUSTRIAL METROLOGY (GERMANY) | 39 | angle bracket | 13 |  | 1 |  | C |  | EACH |  |  |  |  | 8/6/2021 | 8/6/2022 | M2006021-0600 | 13
1777 |  | OP178 CRANK GANTRY | RDRIV | JENOPTIK M2006021-178 CRANK GAGE ROTARY DRIVE - 662672 |  |  |  | 534257 | 6 | 30336 | JENOPTIK INDUSTRIAL METROLOGY (GERMANY) | 39 | roller table | 12 |  | 1 |  | C |  | EACH |  |  |  |  | 8/6/2021 | 8/6/2022 | M2006021-0600 | 13
1778 |  | OP178 CRANK GANTRY | RDRIV | JENOPTIK M2006021-178 CRANK GAGE ROTARY DRIVE - 662672 |  |  |  | IM028665 | 8 | 30336 | JENOPTIK INDUSTRIAL METROLOGY (GERMANY) | 39 | bolt 10 x 4,5 DIN6321 | 24 |  | 1 |  | C |  | EACH |  |  |  |  | 8/6/2021 | 8/6/2022 | M2006021-0600 | 13
1779 |  | OP178 CRANK GANTRY | RDRIV | JENOPTIK M2006021-178 CRANK GAGE ROTARY DRIVE - 662672 |  |  |  | 534254 | 6 | 30336 | JENOPTIK INDUSTRIAL METROLOGY (GERMANY) | 39 | stop | 4 |  | 1 |  | C |  | EACH |  |  |  |  | 8/6/2021 | 8/6/2022 | M2006021-0600 | 13
1780 |  | OP178 CRANK GANTRY | RDRIV | JENOPTIK M2006021-178 CRANK GAGE ROTARY DRIVE - 662672 |  |  |  | 663668 | 6 | 30336 | JENOPTIK INDUSTRIAL METROLOGY (GERMANY) | 39 | mount | 5 |  | 1 |  | C |  | EACH |  |  |  |  | 8/6/2021 | 8/6/2022 | M2006021-0600 | 13
1781 |  | OP178 CRANK GANTRY | RDRIV | JENOPTIK M2006021-178 CRANK GAGE ROTARY DRIVE - 662672 |  |  |  | 534255 | 6 | 30336 | JENOPTIK INDUSTRIAL METROLOGY (GERMANY) | 39 | support | 7 |  | 1 |  | C |  | EACH |  |  |  |  | 8/6/2021 | 8/6/2022 | M2006021-0600 | 13
1782 |  | OP178 CRANK GANTRY | RDRIV | JENOPTIK M2006021-178 CRANK GAGE ROTARY DRIVE - 662672 |  |  |  | 534256 | 6 | 30336 | JENOPTIK INDUSTRIAL METROLOGY (GERMANY) | 39 | spring mandrel | 14 |  | 1 | 1 | A |  | EACH | $125.00 | 60 | AS |  | 8/6/2021 | 8/6/2022 | M2006021-0600 | 13
1783 |  | OP178 CRANK GANTRY | RDRIV | JENOPTIK M2006021-178 CRANK GAGE ROTARY DRIVE - 662672 |  |  |  | D-293 | 5 | NA - TMS | Gutekunst + Co. KG | 18 | pressure spring D-293 | 21 |  | 1 | 1 | B |  | EACH | $10.00 | 60 | AS |  | 8/6/2021 | 8/6/2022 | M2006021-0600 | 13
1784 |  | OP178 CRANK GANTRY | RDRIV | JENOPTIK M2006021-178 CRANK GAGE ROTARY DRIVE - 662672 |  |  |  | 534266 | 6 | 30336 | JENOPTIK INDUSTRIAL METROLOGY (GERMANY) | 39 | carrier | 7 |  | 1 | 1 | B |  | EACH | $105.00 | 60 | AS |  | 8/6/2021 | 8/6/2022 | M2006021-0600 | 13
1785 |  | OP178 CRANK GANTRY | RDRIV | JENOPTIK M2006021-178 CRANK GAGE ROTARY DRIVE - 662672 |  |  |  | 585317 | 6 | 30336 | JENOPTIK INDUSTRIAL METROLOGY (GERMANY) | 39 | holder swivel drive | 19 |  | 1 | 1 | B |  | EACH | $360.00 | 60 | AS |  | 8/6/2021 | 8/6/2022 | M2006021-0600 | 13
1786 |  | OP178 CRANK GANTRY | RDRIV | JENOPTIK M2006021-178 CRANK GAGE ROTARY DRIVE - 662672 |  |  |  | DSR-40-180-P | 12 | 43213 | FESTO | 5 | swivel drive | 12 |  | 1 | 1 | A |  | EACH | $1470.00 | 60 | AS |  | 8/6/2021 | 8/6/2022 | M2006021-0600 | 13
1787 |  | OP178 CRANK GANTRY | RDRIV | JENOPTIK M2006021-178 CRANK GAGE ROTARY DRIVE - 662672 |  |  |  | 10042477 | 8 | 30336 | JENOPTIK INDUSTRIAL METROLOGY (GERMANY) | 39 | eccentric | 9 |  | 1 | 1 | B |  | EACH | $245.00 | 60 | AS |  | 8/6/2021 | 8/6/2022 | M2006021-0600 | 13
1788 |  | OP178 CRANK GANTRY | RDRIV | JENOPTIK M2006021-178 CRANK GAGE ROTARY DRIVE - 662672 |  |  |  | KR 16 PPX | 10 | NA - TMS | Josef Blässinger GmbH & Co. KG | 30 | cam follower KR 16 PPX | 24 |  | 1 | 1 | A |  | EACH | $150.00 | 60 | AS |  | 8/6/2021 | 8/6/2022 | M2006021-0600 | 13
1789 |  | OP178 CRANK GANTRY | RDRIV | JENOPTIK M2006021-178 CRANK GAGE ROTARY DRIVE - 662672 |  |  |  | 534288 | 6 | 30336 | JENOPTIK INDUSTRIAL METROLOGY (GERMANY) | 39 | cam | 3 |  | 1 | 1 | A |  | EACH | $90.00 | 60 | AS |  | 8/6/2021 | 8/6/2022 | M2006021-0600 | 13
1790 |  | OP178 CRANK GANTRY | RDRIV | JENOPTIK M2006021-178 CRANK GAGE ROTARY DRIVE - 662672 |  |  |  | 10056210 | 8 | 30336 | JENOPTIK INDUSTRIAL METROLOGY (GERMANY) | 39 | holder | 6 |  | 1 |  | C |  | EACH |  |  |  |  | 8/6/2021 | 8/6/2022 | M2006021-0600 | 13
1791 |  | OP178 CRANK GANTRY | RDRIV | JENOPTIK M2006021-178 CRANK GAGE ROTARY DRIVE - 662672 |  |  |  | BES 12,0-KH-2S | 14 | 39333 | BALLUFF | 7 | clamping holder BES 12,0-KH-2S | 30 |  | 4 |  | C |  | EACH |  |  |  |  | 8/6/2021 | 8/6/2022 | M2006021-0600 | 13
1792 |  | OP178 CRANK GANTRY | RDRIV | JENOPTIK M2006021-178 CRANK GAGE ROTARY DRIVE - 662672 |  |  |  | BES M12ME-PSC40B-S04G | 21 | 39333 | BALLUFF | 7 | proximity switch BES M12ME-PSC40B-S04G | 38 |  | 4 | 1 | A |  | EACH | $110.00 | 60 | AS |  | 8/6/2021 | 8/6/2022 | M2006021-0600 | 13
1793 |  | OP178 CRANK GANTRY | RDRIV | JENOPTIK M2006021-178 CRANK GAGE ROTARY DRIVE - 662672 |  |  |  | 534261 | 6 | 30336 | JENOPTIK INDUSTRIAL METROLOGY (GERMANY) | 39 | holder | 6 |  | 1 |  | C |  | EACH |  |  |  |  | 8/6/2021 | 8/6/2022 | M2006021-0600 | 13
1794 |  | OP178 CRANK GANTRY | RDRIV | JENOPTIK M2006021-178 CRANK GAGE ROTARY DRIVE - 662672 |  |  |  | 664534 | 6 | 30336 | JENOPTIK INDUSTRIAL METROLOGY (GERMANY) | 39 | flange | 6 |  | 1 |  | C |  | EACH |  |  |  |  | 8/6/2021 | 8/6/2022 | M2006021-0600 | 13
1795 |  | OP178 CRANK GANTRY | RDRIV | JENOPTIK M2006021-178 CRANK GAGE ROTARY DRIVE - 662672 |  |  |  | 663995 | 6 | 30336 | JENOPTIK INDUSTRIAL METROLOGY (GERMANY) | 39 | holding arm | 11 |  | 1 |  | C |  | EACH |  |  |  |  | 8/6/2021 | 8/6/2022 | M2006021-0600 | 13
1796 |  | OP178 CRANK GANTRY | RDRIV | JENOPTIK M2006021-178 CRANK GAGE ROTARY DRIVE - 662672 |  |  |  | 585323 | 6 | 30336 | JENOPTIK INDUSTRIAL METROLOGY (GERMANY) | 39 | motor plate | 11 |  | 1 |  | C |  | EACH |  |  |  |  | 8/6/2021 | 8/6/2022 | M2006021-0600 | 13
1797 |  | OP178 CRANK GANTRY | RDRIV | JENOPTIK M2006021-178 CRANK GAGE ROTARY DRIVE - 662672 |  |  |  | IM055486 | 8 | 30336 | JENOPTIK INDUSTRIAL METROLOGY (GERMANY) | 39 | Cylinder head shoulder bolt | 27 |  | 1 |  | C |  | EACH |  |  |  |  | 8/6/2021 | 8/6/2022 | M2006021-0600 | 13
1798 |  | OP178 CRANK GANTRY | RDRIV | JENOPTIK M2006021-178 CRANK GAGE ROTARY DRIVE - 662672 |  |  |  | 663742 | 6 | 30336 | JENOPTIK INDUSTRIAL METROLOGY (GERMANY) | 39 | motor fixture | 13 |  | 1 | 1 | A |  | EACH | $520.00 | 60 | AS |  | 8/6/2021 | 8/6/2022 | M2006021-0600 | 13
1799 |  | OP178 CRANK GANTRY | RDRIV | JENOPTIK M2006021-178 CRANK GAGE ROTARY DRIVE - 662672 |  |  |  | 663696 | 6 | 30336 | JENOPTIK INDUSTRIAL METROLOGY (GERMANY) | 39 | adapter ring | 12 |  | 1 |  | C |  | EACH |  |  |  |  | 8/6/2021 | 8/6/2022 | M2006021-0600 | 13
1800 |  | OP178 CRANK GANTRY | RDRIV | JENOPTIK M2006021-178 CRANK GAGE ROTARY DRIVE - 662672 |  |  |  | PLE60-100/Siemens 1FK7022-5AK71 (550651) | 40 | 30336 | JENOPTIK INDUSTRIAL METROLOGY (GERMANY) | 39 | planetary gear i:100 | 20 |  | 1 | 1 | A |  | EACH | $759.00 | 70 | AS |  | 8/6/2021 | 8/6/2022 | M2006021-0600 | 13
1801 |  | OP178 CRANK GANTRY | RDRIV | JENOPTIK M2006021-178 CRANK GAGE ROTARY DRIVE - 662672 |  |  |  | 1FK7022-5AK71-1LH3 | 18 | 36224 | SIEMENS | 7 | synchronous servo motor 1FK7 | 28 |  | 1 | 1 | A |  | EACH | $3855.00 | 60 | AS |  | 8/6/2021 | 8/6/2022 | M2006021-0600 | 13
1802 |  | OP178 CRANK GANTRY | RDRIV | JENOPTIK M2006021-178 CRANK GAGE ROTARY DRIVE - 662672 |  |  |  | 663863 | 6 | 30336 | JENOPTIK INDUSTRIAL METROLOGY (GERMANY) | 39 | coupling Di=14/8 Da=42 L=31 | 27 |  | 1 | 1 | B |  | EACH | $180.00 | 60 | AS |  | 8/6/2021 | 8/6/2022 | M2006021-0600 | 13
1803 |  | OP178 CRANK GANTRY | RDRIV | JENOPTIK M2006021-178 CRANK GAGE ROTARY DRIVE - 662672 |  |  |  | 10059884 | 8 | 30336 | JENOPTIK INDUSTRIAL METROLOGY (GERMANY) | 39 | miniature coupling | 18 |  | 1 |  | C |  | EACH |  |  |  |  | 8/6/2021 | 8/6/2022 | M2006021-0600 | 13
1804 |  | OP178 CRANK GANTRY | RDRIV | JENOPTIK M2006021-178 CRANK GAGE ROTARY DRIVE - 662672 |  |  |  | 426/3600TTL mit S | 17 | 37586 | Heidenhain | 10 | incremental encoder 426/3600TTL mit S | 37 |  | 1 | 1 | A |  | EACH | $560.00 | 60 | AS |  | 8/6/2021 | 8/6/2022 | M2006021-0600 | 13
1805 |  | OP178 CRANK GANTRY | RDRIV | JENOPTIK M2006021-178 CRANK GAGE ROTARY DRIVE - 662672 |  |  |  | 663988 | 6 | 30336 | JENOPTIK INDUSTRIAL METROLOGY (GERMANY) | 39 | synchronous belt disc motor cpl. | 32 |  | 1 | 1 | A |  | EACH | $980.00 | 60 | AS |  | 8/6/2021 | 8/6/2022 | M2006021-0600 | 13
1806 |  | OP178 CRANK GANTRY | RDRIV | JENOPTIK M2006021-178 CRANK GAGE ROTARY DRIVE - 662672 |  |  |  | 663793 | 6 | 30336 | JENOPTIK INDUSTRIAL METROLOGY (GERMANY) | 39 | synchronous belt disc HTD mandrel | 33 |  | 1 | 1 | A |  | EACH | $360.00 | 49 | AS |  | 8/6/2021 | 8/6/2022 | M2006021-0600 | 13
1807 |  | OP178 CRANK GANTRY | RDRIV | JENOPTIK M2006021-178 CRANK GAGE ROTARY DRIVE - 662672 |  |  |  | HTD 5M-15-755 (663794) | 22 | 30336 | JENOPTIK INDUSTRIAL METROLOGY (GERMANY) | 39 | synchronous belt HTD 5M-15-755 | 30 |  | 1 | 1 | A |  | EACH | $45.00 | 49 | AS |  | 8/6/2021 | 8/6/2022 | M2006021-0600 | 13
1808 |  | OP178 CRANK GANTRY | RDRIV | JENOPTIK M2006021-178 CRANK GAGE ROTARY DRIVE - 662672 |  |  |  | 663775 | 6 | 30336 | JENOPTIK INDUSTRIAL METROLOGY (GERMANY) | 39 | sensor mount | 12 |  | 1 |  | C |  | EACH |  |  |  |  | 8/6/2021 | 8/6/2022 | M2006021-0600 | 13
1809 |  | OP178 CRANK GANTRY | RDRIV | JENOPTIK M2006021-178 CRANK GAGE ROTARY DRIVE - 662672 |  |  |  | 664513 | 6 | 30336 | JENOPTIK INDUSTRIAL METROLOGY (GERMANY) | 39 | plug internal gaging element | 28 |  | 1 | 1 | A |  | EACH | $885.00 | 60 | AS |  | 8/6/2021 | 8/6/2022 | M2006021-0600 | 13
1810 |  | OP178 CRANK GANTRY | RDRIV | JENOPTIK M2006021-178 CRANK GAGE ROTARY DRIVE - 662672 |  |  |  | 665296 | 6 | 30336 | JENOPTIK INDUSTRIAL METROLOGY (GERMANY) | 39 | centering balls | 15 |  | 1 | 1 | A |  | EACH | $1480.00 | 60 | AS |  | 8/6/2021 | 8/6/2022 | M2006021-0600 | 13
1811 |  | OP178 CRANK GANTRY | RDRIV | JENOPTIK M2006021-178 CRANK GAGE ROTARY DRIVE - 662672 |  |  |  | 10014254 | 8 | 30336 | JENOPTIK INDUSTRIAL METROLOGY (GERMANY) | 39 | sliding bush L16 | 16 |  | 1 |  | C |  | EACH |  |  |  |  | 8/6/2021 | 8/6/2022 | M2006021-0600 | 13
1812 |  | OP178 CRANK GANTRY | RDRIV | JENOPTIK M2006021-178 CRANK GAGE ROTARY DRIVE - 662672 |  |  |  | 529448 | 6 | 30336 | JENOPTIK INDUSTRIAL METROLOGY (GERMANY) | 39 | thread pin M 6x0,5x 8 with bearing UL154 | 40 |  | 2 |  | C |  | EACH |  |  |  |  | 8/6/2021 | 8/6/2022 | M2006021-0600 | 13
1813 |  | OP178 CRANK GANTRY | RDRIV | JENOPTIK M2006021-178 CRANK GAGE ROTARY DRIVE - 662672 |  |  |  | M0137761 | 8 | 30336 | JENOPTIK INDUSTRIAL METROLOGY (GERMANY) | 39 | Hexagon nut M6 x 0.5 SW 8 | 25 |  | 4 |  | C |  | EACH |  |  |  |  | 8/6/2021 | 8/6/2022 | M2006021-0600 | 13
1814 |  | OP178 CRANK GANTRY | RDRIV | JENOPTIK M2006021-178 CRANK GAGE ROTARY DRIVE - 662672 |  |  |  | 10006991 | 8 | 30336 | JENOPTIK INDUSTRIAL METROLOGY (GERMANY) | 39 | Bearing pin D=3m6; L=21 for bearing UL15 | 40 |  | 1 | 1 | A |  | EACH | $180.00 | 60 | AS |  | 8/6/2021 | 8/6/2022 | M2006021-0600 | 13
1815 |  | OP178 CRANK GANTRY | RDRIV | JENOPTIK M2006021-178 CRANK GAGE ROTARY DRIVE - 662672 |  |  |  | 664443 | 6 | 30336 | JENOPTIK INDUSTRIAL METROLOGY (GERMANY) | 39 | lever casing | 12 |  | 1 |  | C |  | EACH |  |  |  |  | 8/6/2021 | 8/6/2022 | M2006021-0600 | 13
1816 |  | OP178 CRANK GANTRY | RDRIV | JENOPTIK M2006021-178 CRANK GAGE ROTARY DRIVE - 662672 |  |  |  | 10017549 | 8 | 30336 | JENOPTIK INDUSTRIAL METROLOGY (GERMANY) | 39 | sliding bush L=8 | 16 |  | 1 |  | C |  | EACH |  |  |  |  | 8/6/2021 | 8/6/2022 | M2006021-0600 | 13
1817 |  | OP178 CRANK GANTRY | RDRIV | JENOPTIK M2006021-178 CRANK GAGE ROTARY DRIVE - 662672 |  |  |  | 529449 | 6 | 30336 | JENOPTIK INDUSTRIAL METROLOGY (GERMANY) | 39 | Threaded pin M 6x0.5x10 w. bearng UL 154 | 40 |  | 2 |  | C |  | EACH |  |  |  |  | 8/6/2021 | 8/6/2022 | M2006021-0600 | 13
1818 |  | OP178 CRANK GANTRY | RDRIV | JENOPTIK M2006021-178 CRANK GAGE ROTARY DRIVE - 662672 |  |  |  | 664488 | 6 | 30336 | JENOPTIK INDUSTRIAL METROLOGY (GERMANY) | 39 | bearing pin D=3m6; L=27 for UL154 | 33 |  | 1 | 1 | A |  | EACH | $50.00 | 60 | AS |  | 8/6/2021 | 8/6/2022 | M2006021-0600 | 13
1819 |  | OP178 CRANK GANTRY | RDRIV | JENOPTIK M2006021-178 CRANK GAGE ROTARY DRIVE - 662672 |  |  |  | 664474 | 6 | 30336 | JENOPTIK INDUSTRIAL METROLOGY (GERMANY) | 39 | lever | 5 |  | 1 | 1 | A |  | EACH | $115.00 | 60 | AS |  | 8/6/2021 | 8/6/2022 | M2006021-0600 | 13
1820 |  | OP178 CRANK GANTRY | RDRIV | JENOPTIK M2006021-178 CRANK GAGE ROTARY DRIVE - 662672 |  |  |  | M0130306 | 8 | 30336 | JENOPTIK INDUSTRIAL METROLOGY (GERMANY) | 39 | Probe tip P / L=25 | 18 |  | 1 | 1 | A |  | EACH | $30.00 | 60 | AS |  | 8/6/2021 | 8/6/2022 | M2006021-0600 | 13
1821 |  | OP178 CRANK GANTRY | RDRIV | JENOPTIK M2006021-178 CRANK GAGE ROTARY DRIVE - 662672 |  |  |  | HW 901 | 6 | NA - TMS | TESA S.A. Renens | 16 | Probe HW 901 measuring force1N | 30 |  | 1 | 1 | A |  | EACH | $605.00 | 60 | AS |  | 8/6/2021 | 8/6/2022 | M2006021-0600 | 13
1822 |  | OP178 CRANK GANTRY | RDRIV | JENOPTIK M2006021-178 CRANK GAGE ROTARY DRIVE - 662672 |  |  |  | 10042406 | 8 | 30336 | JENOPTIK INDUSTRIAL METROLOGY (GERMANY) | 39 | sensor | 6 |  | 1 | 1 | A |  | EACH | $125.00 | 60 | AS |  | 8/6/2021 | 8/6/2022 | M2006021-0600 | 13
1823 |  | OP178 CRANK GANTRY | RDRIV | JENOPTIK M2006021-178 CRANK GAGE ROTARY DRIVE - 662672 |  |  |  | 10040160 | 8 | 30336 | JENOPTIK INDUSTRIAL METROLOGY (GERMANY) | 39 | bolt | 4 |  | 1 |  | C |  | EACH |  |  |  |  | 8/6/2021 | 8/6/2022 | M2006021-0600 | 13
1824 |  | OP178 CRANK GANTRY | RDRIV | JENOPTIK M2006021-178 CRANK GAGE ROTARY DRIVE - 662672 |  |  |  | 665263 | 6 | 30336 | JENOPTIK INDUSTRIAL METROLOGY (GERMANY) | 39 | measuring piece face runout | 27 |  | 1 | 1 | A |  | EACH | $625.00 | 60 | AS |  | 8/6/2021 | 8/6/2022 | M2006021-0600 | 13
1825 |  | OP178 CRANK GANTRY | RDRIV | JENOPTIK M2006021-178 CRANK GAGE ROTARY DRIVE - 662672 |  |  |  | 665085 | 6 | 30336 | JENOPTIK INDUSTRIAL METROLOGY (GERMANY) | 39 | pusher | 6 |  | 1 | 1 | A |  | EACH | $190.00 | 60 | AS |  | 8/6/2021 | 8/6/2022 | M2006021-0600 | 13
1826 |  | OP178 CRANK GANTRY | RDRIV | JENOPTIK M2006021-178 CRANK GAGE ROTARY DRIVE - 662672 |  |  |  | D-045 A | 7 | NA - TMS | Gutekunst + Co. KG | 18 | pressure spring D-045 A | 23 |  | 1 | 1 | B |  | EACH | $10.00 | 60 | AS |  | 8/6/2021 | 8/6/2022 | M2006021-0600 | 13
1827 |  | OP178 CRANK GANTRY | RDRIV | JENOPTIK M2006021-178 CRANK GAGE ROTARY DRIVE - 662672 |  |  |  | 665825 | 6 | 30336 | JENOPTIK INDUSTRIAL METROLOGY (GERMANY) | 39 | sensor holder bottom | 20 |  | 1 |  | C |  | EACH |  |  |  |  | 8/6/2021 | 8/6/2022 | M2006021-0600 | 13
1828 |  | OP178 CRANK GANTRY | RDRIV | JENOPTIK M2006021-178 CRANK GAGE ROTARY DRIVE - 662672 |  |  |  | O0334887 | 8 | 30336 | JENOPTIK INDUSTRIAL METROLOGY (GERMANY) | 39 | Clamping bushing K7 | 19 |  | 2 |  | C |  | EACH |  |  |  |  | 8/6/2021 | 8/6/2022 | M2006021-0600 | 13
1829 |  | OP178 CRANK GANTRY | RDRIV | JENOPTIK M2006021-178 CRANK GAGE ROTARY DRIVE - 662672 |  |  |  | O0334886 | 8 | 30336 | JENOPTIK INDUSTRIAL METROLOGY (GERMANY) | 39 | Clamping screw K6 | 17 |  | 2 |  | C |  | EACH |  |  |  |  | 8/6/2021 | 8/6/2022 | M2006021-0600 | 13
1830 |  | OP178 CRANK GANTRY | RDRIV | JENOPTIK M2006021-178 CRANK GAGE ROTARY DRIVE - 662672 |  |  |  | 664176 | 6 | 30336 | JENOPTIK INDUSTRIAL METROLOGY (GERMANY) | 39 | flange | 6 |  | 1 |  | C |  | EACH |  |  |  |  | 8/6/2021 | 8/6/2022 | M2006021-0600 | 13
1831 |  | OP178 CRANK GANTRY | RDRIV | JENOPTIK M2006021-178 CRANK GAGE ROTARY DRIVE - 662672 |  |  |  | 664164 | 6 | 30336 | JENOPTIK INDUSTRIAL METROLOGY (GERMANY) | 39 | compensation disc | 17 |  | 1 | 1 | A |  | EACH | $650.00 | 60 | AS |  | 8/6/2021 | 8/6/2022 | M2006021-0600 | 13
1832 |  | OP178 CRANK GANTRY | RDRIV | JENOPTIK M2006021-178 CRANK GAGE ROTARY DRIVE - 662672 |  |  |  | 664125 | 6 | 30336 | JENOPTIK INDUSTRIAL METROLOGY (GERMANY) | 39 | adapter ring | 12 |  | 1 |  | C |  | EACH |  |  |  |  | 8/6/2021 | 8/6/2022 | M2006021-0600 | 13
1833 |  | OP178 CRANK GANTRY | RDRIV | JENOPTIK M2006021-178 CRANK GAGE ROTARY DRIVE - 662672 |  |  |  | 538482 | 6 | 30336 | JENOPTIK INDUSTRIAL METROLOGY (GERMANY) | 39 | screw | 5 |  | 6 |  | C |  | EACH |  |  |  |  | 8/6/2021 | 8/6/2022 | M2006021-0600 | 13
1834 |  | OP178 CRANK GANTRY | RDRIV | JENOPTIK M2006021-178 CRANK GAGE ROTARY DRIVE - 662672 |  |  |  | D-063 O (IM051180) | 18 | 30336 | JENOPTIK INDUSTRIAL METROLOGY (GERMANY) | 39 | pressure spring D-063 O | 23 |  | 6 | 1 | B |  | EACH | $20.00 | 60 | AS |  | 8/6/2021 | 8/6/2022 | M2006021-0600 | 13
1835 |  | OP178 CRANK GANTRY | RDRIV | JENOPTIK M2006021-178 CRANK GAGE ROTARY DRIVE - 662672 |  |  |  | D-045 A | 7 | NA - TMS | Gutekunst + Co. KG | 18 | pressure spring D-045 A | 23 |  | 4 | 1 | B |  | EACH | $10.00 | 60 | AS |  | 8/6/2021 | 8/6/2022 | M2006021-0600 | 13
1836 |  | OP178 CRANK GANTRY | RDRIV | JENOPTIK M2006021-178 CRANK GAGE ROTARY DRIVE - 662672 |  |  |  | 664324 | 6 | 30336 | JENOPTIK INDUSTRIAL METROLOGY (GERMANY) | 39 | driver pin D70 | 14 |  | 2 | 1 | A |  | EACH | $110.00 | 60 | AS |  | 8/6/2021 | 8/6/2022 | M2006021-0600 | 13
1837 |  | OP178 CRANK GANTRY | RDRIV | JENOPTIK M2006021-178 CRANK GAGE ROTARY DRIVE - 662672 |  |  |  | 664203 | 6 | 30336 | JENOPTIK INDUSTRIAL METROLOGY (GERMANY) | 39 | driver pin D67 | 14 |  | 2 | 1 | A |  | EACH | $110.00 | 60 | AS |  | 8/6/2021 | 8/6/2022 | M2006021-0600 | 13
1838 |  | OP178 CRANK GANTRY | TLSTK | JENOPTIK M2006021-178 CRANK GAGE TAILSTOCK - 663525 |  |  |  | 663580 | 6 | 30336 | JENOPTIK INDUSTRIAL METROLOGY (GERMANY) | 39 | traverse | 8 |  | 1 | 1 | B |  | EACH | $920.00 | 60 | AS |  | 8/6/2021 | 8/6/2022 | M2006021-0600 | 13
1839 |  | OP178 CRANK GANTRY | TLSTK | JENOPTIK M2006021-178 CRANK GAGE TAILSTOCK - 663525 |  |  |  | 663578 | 6 | 30336 | JENOPTIK INDUSTRIAL METROLOGY (GERMANY) | 39 | roller table | 12 |  | 1 |  | C |  | EACH |  |  |  |  | 8/6/2021 | 8/6/2022 | M2006021-0600 | 13
1840 |  | OP178 CRANK GANTRY | TLSTK | JENOPTIK M2006021-178 CRANK GAGE TAILSTOCK - 663525 |  |  |  | 584105 | 6 | 30336 | JENOPTIK INDUSTRIAL METROLOGY (GERMANY) | 39 | mounting block centering tip | 28 |  | 1 |  | C |  | EACH |  |  |  |  | 8/6/2021 | 8/6/2022 | M2006021-0600 | 13
1841 |  | OP178 CRANK GANTRY | TLSTK | JENOPTIK M2006021-178 CRANK GAGE TAILSTOCK - 663525 |  |  |  | 663528 | 6 | 30336 | JENOPTIK INDUSTRIAL METROLOGY (GERMANY) | 39 | centering tip | 13 |  | 1 | 1 | A |  | EACH | $1535.00 | 60 | AS |  | 8/6/2021 | 8/6/2022 | M2006021-0600 | 13
1842 |  | OP178 CRANK GANTRY | TLSTK | JENOPTIK M2006021-178 CRANK GAGE TAILSTOCK - 663525 |  |  |  | DM301 D | 7 | NA - TMS | B+B THERMO-TECHNIK GMBH | 23 | Infrared temperature measurement DM301 D | 40 |  | 1 | 1 | A |  | EACH | $545.00 | 60 | AS |  | 8/6/2021 | 8/6/2022 | M2006021-0600 | 13
1843 |  | OP178 CRANK GANTRY | TLSTK | JENOPTIK M2006021-178 CRANK GAGE TAILSTOCK - 663525 |  |  |  | USB-I2C-KAB | 11 | NA - TMS | B+B THERMO-TECHNIK GMBH | 23 | USB-programming adapter | 23 |  | 1 |  | C |  | EACH |  |  |  |  | 8/6/2021 | 8/6/2022 | M2006021-0600 | 13
1844 |  | OP178 CRANK GANTRY | TLSTK | JENOPTIK M2006021-178 CRANK GAGE TAILSTOCK - 663525 |  |  |  | DSBC-32-50-C-PPVA | 17 | 43213 | FESTO | 5 | Standard cylinder DSBC-32-50-C-PPVA | 35 |  | 1 | 1 | A |  | EACH | $335.00 | 60 | AS |  | 8/6/2021 | 8/6/2022 | M2006021-0600 | 13
1845 |  | OP178 CRANK GANTRY | TLSTK | JENOPTIK M2006021-178 CRANK GAGE TAILSTOCK - 663525 |  |  |  | IM057179 | 8 | 30336 | JENOPTIK INDUSTRIAL METROLOGY (GERMANY) | 39 | foot mounting HNC-32 174369 | 27 |  | 2 |  | C |  | EACH |  |  |  |  | 8/6/2021 | 8/6/2022 | M2006021-0600 | 13
1846 |  | OP178 CRANK GANTRY | TLSTK | JENOPTIK M2006021-178 CRANK GAGE TAILSTOCK - 663525 |  |  |  | IM027056 | 8 | 30336 | JENOPTIK INDUSTRIAL METROLOGY (GERMANY) | 39 | self-aligning rod coupler | 25 |  | 1 |  | C |  | EACH |  |  |  |  | 8/6/2021 | 8/6/2022 | M2006021-0600 | 13
1847 |  | OP178 CRANK GANTRY | TLSTK | JENOPTIK M2006021-178 CRANK GAGE TAILSTOCK - 663525 |  |  |  | 663736 | 6 | 30336 | JENOPTIK INDUSTRIAL METROLOGY (GERMANY) | 39 | stop | 4 |  | 1 |  | C |  | EACH |  |  |  |  | 8/6/2021 | 8/6/2022 | M2006021-0600 | 13
1848 |  | OP178 CRANK GANTRY | TLSTK | JENOPTIK M2006021-178 CRANK GAGE TAILSTOCK - 663525 |  |  |  | 663737 | 6 | 30336 | JENOPTIK INDUSTRIAL METROLOGY (GERMANY) | 39 | bracket | 7 |  | 1 |  | C |  | EACH |  |  |  |  | 8/6/2021 | 8/6/2022 | M2006021-0600 | 13
1849 |  | OP178 CRANK GANTRY | TLSTK | JENOPTIK M2006021-178 CRANK GAGE TAILSTOCK - 663525 |  |  |  | 152791 | 6 | 30336 | JENOPTIK INDUSTRIAL METROLOGY (GERMANY) | 39 | Stop screw | 10 |  | 1 |  | C |  | EACH |  |  |  |  | 8/6/2021 | 8/6/2022 | M2006021-0600 | 13
1850 |  | OP178 CRANK GANTRY | TLSTK | JENOPTIK M2006021-178 CRANK GAGE TAILSTOCK - 663525 |  |  |  | IM028665 | 8 | 30336 | JENOPTIK INDUSTRIAL METROLOGY (GERMANY) | 39 | bolt 10 x 4,5 DIN6321 | 24 |  | 1 |  | C |  | EACH |  |  |  |  | 8/6/2021 | 8/6/2022 | M2006021-0600 | 13
1851 |  | OP178 CRANK GANTRY | TLSTK | JENOPTIK M2006021-178 CRANK GAGE TAILSTOCK - 663525 |  |  |  | 663738 | 6 | 30336 | JENOPTIK INDUSTRIAL METROLOGY (GERMANY) | 39 | holder | 6 |  | 1 |  | C |  | EACH |  |  |  |  | 8/6/2021 | 8/6/2022 | M2006021-0600 | 13
1852 |  | OP178 CRANK GANTRY | TLSTK | JENOPTIK M2006021-178 CRANK GAGE TAILSTOCK - 663525 |  |  |  | BES 12,0-KH-2S | 14 | 39333 | BALLUFF | 7 | clamping holder BES 12,0-KH-2S | 30 |  | 2 |  | C |  | EACH |  |  |  |  | 8/6/2021 | 8/6/2022 | M2006021-0600 | 13
1853 |  | OP178 CRANK GANTRY | TLSTK | JENOPTIK M2006021-178 CRANK GAGE TAILSTOCK - 663525 |  |  |  | BES 516-325-G-E5-C-S4 | 21 | 39333 | BALLUFF | 7 | proximity switch BES 516-325-G-E5-C-S4 | 38 |  | 2 | 1 | A |  | EACH | $215.00 | 60 | AS |  | 8/6/2021 | 8/6/2022 | M2006021-0600 | 13
1854 |  | OP178 CRANK GANTRY | TLSTK | JENOPTIK M2006021-178 CRANK GAGE TAILSTOCK - 663525 |  |  |  | 10072091 | 8 | 30336 | JENOPTIK INDUSTRIAL METROLOGY (GERMANY) | 39 | torsional stop | 14 |  | 1 |  | C |  | EACH |  |  |  |  | 8/6/2021 | 8/6/2022 | M2006021-0600 | 13
1855 |  | OP178 CRANK GANTRY | TLSTK | JENOPTIK M2006021-178 CRANK GAGE TAILSTOCK - 663525 |  |  |  | PT100 | 5 | 30336 | JENOPTIK INDUSTRIAL METROLOGY (GERMANY) | 39 | PT100 sensor | 12 |  | 1 | 1 | A |  | EACH | $680.00 | 49 | AS |  | 8/6/2021 | 8/6/2022 | M2006021-0600 | 13
1856 |  | OP178 CRANK GANTRY | TLSTK | JENOPTIK M2006021-178 CRANK GAGE TAILSTOCK - 663525 |  |  |  | 10004382 | 8 | 30336 | JENOPTIK INDUSTRIAL METROLOGY (GERMANY) | 39 | holder | 6 |  | 1 |  | C |  | EACH |  |  |  |  | 8/6/2021 | 8/6/2022 | M2006021-0600 | 13
1857 |  | OP178 CRANK GANTRY | TLSTK | JENOPTIK M2006021-178 CRANK GAGE TAILSTOCK - 663525 |  |  |  | PT100 0..160°C SET B+B | 22 | 30336 | JENOPTIK INDUSTRIAL METROLOGY (GERMANY) | 39 | sensor module PT100 0..160°C SET B+B | 36 |  | 1 | 1 | A |  | EACH | $970.00 | 140 | AS |  | 8/6/2021 | 8/6/2022 | M2006021-0600 | 13
1858 |  | OP178 CRANK GANTRY | MSTR | JENOPTIK M2006021-178 CRANK GAGE SETTING MASTER SUPPLY - 662674 |  |  |  | 10018608 | 8 | 30336 | JENOPTIK INDUSTRIAL METROLOGY (GERMANY) | 39 | mounting bracket | 16 |  | 1 |  | C |  | EACH |  |  |  |  | 8/6/2021 | 8/6/2022 | M2006021-0600 | 13
1859 |  | OP178 CRANK GANTRY | MSTR | JENOPTIK M2006021-178 CRANK GAGE SETTING MASTER SUPPLY - 662674 |  |  |  | IM054978 | 8 | 30336 | JENOPTIK INDUSTRIAL METROLOGY (GERMANY) | 39 | guide unit | 10 |  | 1 |  | C |  | EACH |  |  |  |  | 8/6/2021 | 8/6/2022 | M2006021-0600 | 13
1860 |  | OP178 CRANK GANTRY | MSTR | JENOPTIK M2006021-178 CRANK GAGE SETTING MASTER SUPPLY - 662674 |  |  |  | DNC-80-200-PPV-A | 16 | 43213 | FESTO | 5 | Standard cylinder DNC-80-200-PPV-A | 34 |  | 1 | 1 | A |  | EACH | $985.00 | 60 | AS |  | 8/6/2021 | 8/6/2022 | M2006021-0600 | 13
1861 |  | OP178 CRANK GANTRY | MSTR | JENOPTIK M2006021-178 CRANK GAGE SETTING MASTER SUPPLY - 662674 |  |  |  | 10045408 | 8 | 30336 | JENOPTIK INDUSTRIAL METROLOGY (GERMANY) | 39 | spacer plate | 12 |  | 1 |  | C |  | EACH |  |  |  |  | 8/6/2021 | 8/6/2022 | M2006021-0600 | 13
1862 |  | OP178 CRANK GANTRY | MSTR | JENOPTIK M2006021-178 CRANK GAGE SETTING MASTER SUPPLY - 662674 |  |  |  | 10045406 | 8 | 30336 | JENOPTIK INDUSTRIAL METROLOGY (GERMANY) | 39 | holder | 6 |  | 1 |  | C |  | EACH |  |  |  |  | 8/6/2021 | 8/6/2022 | M2006021-0600 | 13
1863 |  | OP178 CRANK GANTRY | MSTR | JENOPTIK M2006021-178 CRANK GAGE SETTING MASTER SUPPLY - 662674 |  |  |  | BES 12,0-KH-4-F | 15 | 39333 | BALLUFF | 7 | clamping BES 12,0-KH-4-F | 24 |  | 2 | 1 | B |  | EACH | $33.00 | 30 | AS |  | 8/6/2021 | 8/6/2022 | M2006021-0600 | 13
1864 |  | OP178 CRANK GANTRY | MSTR | JENOPTIK M2006021-178 CRANK GAGE SETTING MASTER SUPPLY - 662674 |  |  |  | BES M12ME-PSC40B-S04G | 21 | 39333 | BALLUFF | 7 | proximity switch BES M12ME-PSC40B-S04G | 38 |  | 2 | 1 | A |  | EACH | $110.00 | 60 | AS |  | 8/6/2021 | 8/6/2022 | M2006021-0600 | 13
1865 |  | OP178 CRANK GANTRY | MSTR | JENOPTIK M2006021-178 CRANK GAGE SETTING MASTER SUPPLY - 662674 |  |  |  | A 25 DIN705 (IM060617) | 24 | 30336 | JENOPTIK INDUSTRIAL METROLOGY (GERMANY) | 39 | adjusting ring A 25 DIN705 | 28 |  | 1 | 1 | B |  | EACH | $30.00 | 60 | AS |  | 8/6/2021 | 8/6/2022 | M2006021-0600 | 13
1866 |  | OP178 CRANK GANTRY | MSTR | JENOPTIK M2006021-178 CRANK GAGE SETTING MASTER SUPPLY - 662674 |  |  |  | 665546 | 6 | 30336 | JENOPTIK INDUSTRIAL METROLOGY (GERMANY) | 39 | plate | 5 |  | 1 |  | C |  | EACH |  |  |  |  | 8/6/2021 | 8/6/2022 | M2006021-0600 | 13
1867 |  | OP178 CRANK GANTRY | MSTR | JENOPTIK M2006021-178 CRANK GAGE SETTING MASTER SUPPLY - 662674 |  |  |  | 665452 | 6 | 30336 | JENOPTIK INDUSTRIAL METROLOGY (GERMANY) | 39 | setting plate | 13 |  | 3 |  | C |  | EACH |  |  |  |  | 8/6/2021 | 8/6/2022 | M2006021-0600 | 13
1868 |  | OP178 CRANK GANTRY | MSTR | JENOPTIK M2006021-178 CRANK GAGE SETTING MASTER SUPPLY - 662674 |  |  |  | 665427 | 6 | 30336 | JENOPTIK INDUSTRIAL METROLOGY (GERMANY) | 39 | bridge | 6 |  | 2 |  | C |  | EACH |  |  |  |  | 8/6/2021 | 8/6/2022 | M2006021-0600 | 13
1869 |  | OP178 CRANK GANTRY | MSTR | JENOPTIK M2006021-178 CRANK GAGE SETTING MASTER SUPPLY - 662674 |  |  |  | 665818 | 6 | 30336 | JENOPTIK INDUSTRIAL METROLOGY (GERMANY) | 39 | cover prism | 11 |  | 4 | 1 | A |  | EACH | $20.00 | 60 | AS |  | 8/6/2021 | 8/6/2022 | M2006021-0600 | 13
1870 |  | OP178 CRANK GANTRY | MSTR | JENOPTIK M2006021-178 CRANK GAGE SETTING MASTER SUPPLY - 662674 |  |  |  | 665547 | 6 | 30336 | JENOPTIK INDUSTRIAL METROLOGY (GERMANY) | 39 | sensor plate | 12 |  | 1 |  | C |  | EACH |  |  |  |  | 8/6/2021 | 8/6/2022 | M2006021-0600 | 13
1871 |  | OP178 CRANK GANTRY | MSTR | JENOPTIK M2006021-178 CRANK GAGE SETTING MASTER SUPPLY - 662674 |  |  |  | 666148 | 6 | 30336 | JENOPTIK INDUSTRIAL METROLOGY (GERMANY) | 39 | sensor bracket | 14 |  | 1 |  | C |  | EACH |  |  |  |  | 8/6/2021 | 8/6/2022 | M2006021-0600 | 13
1872 |  | OP178 CRANK GANTRY | MSTR | JENOPTIK M2006021-178 CRANK GAGE SETTING MASTER SUPPLY - 662674 |  |  |  | 10028143 | 8 | 30336 | JENOPTIK INDUSTRIAL METROLOGY (GERMANY) | 39 | mounting plate | 14 |  | 1 |  | C |  | EACH |  |  |  |  | 8/6/2021 | 8/6/2022 | M2006021-0600 | 13
1873 |  | OP178 CRANK GANTRY | MSTR | JENOPTIK M2006021-178 CRANK GAGE SETTING MASTER SUPPLY - 662674 |  |  |  | BOS 6k-PU-PR10-S75 | 18 | 39333 | BALLUFF | 7 | light sensor BOS 6k | 19 |  | 3 | 1 | A |  | EACH | $350.00 | 60 | AS |  | 8/6/2021 | 8/6/2022 | M2006021-0600 | 13
1874 |  | OP178 CRANK GANTRY | MSTR | JENOPTIK M2006021-178 CRANK GAGE SETTING MASTER SUPPLY - 662674 |  |  |  | 10004382 | 8 | 30336 | JENOPTIK INDUSTRIAL METROLOGY (GERMANY) | 39 | holder | 6 |  | 1 |  | C |  | EACH |  |  |  |  | 8/6/2021 | 8/6/2022 | M2006021-0600 | 13
1875 |  | OP178 CRANK GANTRY | MSTR | JENOPTIK M2006021-178 CRANK GAGE SETTING MASTER SUPPLY - 662674 |  |  |  | 665422 | 6 | 30336 | JENOPTIK INDUSTRIAL METROLOGY (GERMANY) | 39 | fork plate | 10 |  | 1 |  | C |  | EACH |  |  |  |  | 8/6/2021 | 8/6/2022 | M2006021-0600 | 13
1876 |  | OP178 CRANK GANTRY | MSTR | JENOPTIK M2006021-178 CRANK GAGE SETTING MASTER SUPPLY - 662674 |  |  |  | 665421 | 6 | 30336 | JENOPTIK INDUSTRIAL METROLOGY (GERMANY) | 39 | sliding guide | 13 |  | 1 | 1 | B |  | EACH | $190.00 | 60 | AS |  | 8/6/2021 | 8/6/2022 | M2006021-0600 | 13
1877 |  | OP178 CRANK GANTRY | MSTR | JENOPTIK M2006021-178 CRANK GAGE SETTING MASTER SUPPLY - 662674 |  |  |  | 665534 | 6 | 30336 | JENOPTIK INDUSTRIAL METROLOGY (GERMANY) | 39 | stop plate | 10 |  | 2 |  | C |  | EACH |  |  |  |  | 8/6/2021 | 8/6/2022 | M2006021-0600 | 13
1878 |  | OP178 CRANK GANTRY | MSTR | JENOPTIK M2006021-178 CRANK GAGE SETTING MASTER SUPPLY - 662674 |  |  |  | 665536 | 6 | 30336 | JENOPTIK INDUSTRIAL METROLOGY (GERMANY) | 39 | sliding guide | 13 |  | 2 | 1 | B |  | EACH | $45.00 | 60 | AS |  | 8/6/2021 | 8/6/2022 | M2006021-0600 | 13
1879 |  | OP178 CRANK GANTRY | MSTR | JENOPTIK M2006021-178 CRANK GAGE SETTING MASTER SUPPLY - 662674 |  |  |  | D-125 (IM063364) | 16 | 30336 | JENOPTIK INDUSTRIAL METROLOGY (GERMANY) | 39 | pressure spring D-125 | 21 |  | 2 | 1 | A |  | EACH | $30.00 | 60 | AS |  | 8/6/2021 | 8/6/2022 | M2006021-0600 | 13
1880 |  | OP178 CRANK GANTRY | MSTR | JENOPTIK M2006021-178 CRANK GAGE SETTING MASTER SUPPLY - 662674 |  |  |  | 665425 | 6 | 30336 | JENOPTIK INDUSTRIAL METROLOGY (GERMANY) | 39 | prism | 5 |  | 1 | 1 | A |  | EACH | $60.00 | 60 | AS |  | 8/6/2021 | 8/6/2022 | M2006021-0600 | 13
1881 |  | OP178 CRANK GANTRY | DRIV | JENOPTIK M2006021-178 CRANK GAGE DRIVE UNIT - 662675 |  |  |  | 10018448 | 8 | 30336 | JENOPTIK INDUSTRIAL METROLOGY (GERMANY) | 39 | base plate | 10 |  | 1 |  | C |  | EACH |  |  |  |  | 8/6/2021 | 8/6/2022 | M2006021-0600 | 13
1882 |  | OP178 CRANK GANTRY | DRIV | JENOPTIK M2006021-178 CRANK GAGE DRIVE UNIT - 662675 |  |  |  | 10020527 | 8 | 30336 | JENOPTIK INDUSTRIAL METROLOGY (GERMANY) | 39 | base plate | 10 |  | 1 |  | C |  | EACH |  |  |  |  | 8/6/2021 | 8/6/2022 | M2006021-0600 | 13
1883 |  | OP178 CRANK GANTRY | DRIV | JENOPTIK M2006021-178 CRANK GAGE DRIVE UNIT - 662675 |  |  |  | 10018449 | 8 | 30336 | JENOPTIK INDUSTRIAL METROLOGY (GERMANY) | 39 | holder shock absorber | 21 |  | 2 |  | C |  | EACH |  |  |  |  | 8/6/2021 | 8/6/2022 | M2006021-0600 | 13
1884 |  | OP178 CRANK GANTRY | DRIV | JENOPTIK M2006021-178 CRANK GAGE DRIVE UNIT - 662675 |  |  |  | 10018450 | 8 | 30336 | JENOPTIK INDUSTRIAL METROLOGY (GERMANY) | 39 | angle sensor | 12 |  | 2 |  | C |  | EACH |  |  |  |  | 8/6/2021 | 8/6/2022 | M2006021-0600 | 13
1885 |  | OP178 CRANK GANTRY | DRIV | JENOPTIK M2006021-178 CRANK GAGE DRIVE UNIT - 662675 |  |  |  | 10018451 | 8 | 30336 | JENOPTIK INDUSTRIAL METROLOGY (GERMANY) | 39 | connecting plate | 16 |  | 1 |  | C |  | EACH |  |  |  |  | 8/6/2021 | 8/6/2022 | M2006021-0600 | 13
1886 |  | OP178 CRANK GANTRY | DRIV | JENOPTIK M2006021-178 CRANK GAGE DRIVE UNIT - 662675 |  |  |  | 10018452 | 8 | 30336 | JENOPTIK INDUSTRIAL METROLOGY (GERMANY) | 39 | switch tab | 10 |  | 1 |  | C |  | EACH |  |  |  |  | 8/6/2021 | 8/6/2022 | M2006021-0600 | 13
1887 |  | OP178 CRANK GANTRY | DRIV | JENOPTIK M2006021-178 CRANK GAGE DRIVE UNIT - 662675 |  |  |  | 10018453 | 8 | 30336 | JENOPTIK INDUSTRIAL METROLOGY (GERMANY) | 39 | stop block | 10 |  | 1 |  | C |  | EACH |  |  |  |  | 8/6/2021 | 8/6/2022 | M2006021-0600 | 13
1888 |  | OP178 CRANK GANTRY | DRIV | JENOPTIK M2006021-178 CRANK GAGE DRIVE UNIT - 662675 |  |  |  | 10012475 | 8 | 30336 | JENOPTIK INDUSTRIAL METROLOGY (GERMANY) | 39 | foot mounting | 13 |  | 2 |  | C |  | EACH |  |  |  |  | 8/6/2021 | 8/6/2022 | M2006021-0600 | 13
1889 |  | OP178 CRANK GANTRY | DRIV | JENOPTIK M2006021-178 CRANK GAGE DRIVE UNIT - 662675 |  |  |  | DGP-40-500-PPV-A-B | 18 | 43213 | FESTO | 5 | linear actuator | 15 |  | 1 | 1 | A |  | EACH | $1600.00 | 90 | AS |  | 8/6/2021 | 8/6/2022 | M2006021-0600 | 13
1890 |  | OP178 CRANK GANTRY | DRIV | JENOPTIK M2006021-178 CRANK GAGE DRIVE UNIT - 662675 |  |  |  | 10012477 | 8 | 30336 | JENOPTIK INDUSTRIAL METROLOGY (GERMANY) | 39 | carrier | 7 |  | 1 |  | C |  | EACH |  |  |  |  | 8/6/2021 | 8/6/2022 | M2006021-0600 | 13
1891 |  | OP178 CRANK GANTRY | DRIV | JENOPTIK M2006021-178 CRANK GAGE DRIVE UNIT - 662675 |  |  |  | BES M12ME-PSC40B-S04G | 21 | 39333 | BALLUFF | 7 | proximity switch BES M12ME-PSC40B-S04G | 38 |  | 2 | 1 | A |  | EACH | $110.00 | 60 | AS |  | 8/6/2021 | 8/6/2022 | M2006021-0600 | 13
1892 |  | OP178 CRANK GANTRY | DRIV | JENOPTIK M2006021-178 CRANK GAGE DRIVE UNIT - 662675 |  |  |  | BES 12,0-KH-2S | 14 | 39333 | BALLUFF | 7 | clamping holder BES 12,0-KH-2S | 30 |  | 2 |  | C |  | EACH |  |  |  |  | 8/6/2021 | 8/6/2022 | M2006021-0600 | 13
1893 |  | OP178 CRANK GANTRY | DRIV | JENOPTIK M2006021-178 CRANK GAGE DRIVE UNIT - 662675 |  |  |  | MA 225 M | 8 | 12635 | ACE CONTROLS | 12 | Shock absorber MA 225 M | 23 |  | 2 | 1 | A |  | EACH | $305.00 | 60 | AS |  | 8/6/2021 | 8/6/2022 | M2006021-0600 | 13
1894 |  | OP178 CRANK GANTRY | DRIV | JENOPTIK M2006021-178 CRANK GAGE DRIVE UNIT - 662675 |  |  |  | IM028665 | 8 | 30336 | JENOPTIK INDUSTRIAL METROLOGY (GERMANY) | 39 | bolt 10 x 4,5 DIN6321 | 24 |  | 2 |  | C |  | EACH |  |  |  |  | 8/6/2021 | 8/6/2022 | M2006021-0600 | 13
1895 |  | OP178 CRANK GANTRY | DRIV | JENOPTIK M2006021-178 CRANK GAGE DRIVE UNIT - 662675 |  |  |  | 25 WL KUVE 25 WL W1 G3 V1 RRFT / 750-60 / 50 (10020505) | 55 | 30336 | JENOPTIK INDUSTRIAL METROLOGY (GERMANY) | 39 | ball recirculation unit | 23 |  | 1 | 1 | A |  | EACH | $936.00 | 77 | AS |  | 8/6/2021 | 8/6/2022 | M2006021-0600 | 13
1896 |  | OP178 CRANK GANTRY | DRIV | JENOPTIK M2006021-178 CRANK GAGE DRIVE UNIT - 662675 |  |  |  | 10020645 | 8 | 30336 | JENOPTIK INDUSTRIAL METROLOGY (GERMANY) | 39 | sheet metal wiper | 17 |  | 2 |  | C |  | EACH |  |  |  |  | 8/6/2021 | 8/6/2022 | M2006021-0600 | 13
1897 |  | OP178 CRANK GANTRY | DRIV | JENOPTIK M2006021-178 CRANK GAGE DRIVE UNIT - 662675 |  |  |  | 10037047 | 8 | 30336 | JENOPTIK INDUSTRIAL METROLOGY (GERMANY) | 39 | base plate | 10 |  | 1 |  | C |  | EACH |  |  |  |  | 8/6/2021 | 8/6/2022 | M2006021-0600 | 13
1898 |  | OP178 CRANK GANTRY | DRIV | JENOPTIK M2006021-178 CRANK GAGE DRIVE UNIT - 662675 |  |  |  | 670831 | 6 | 30336 | JENOPTIK INDUSTRIAL METROLOGY (GERMANY) | 39 | axle | 4 |  | 1 |  | C |  | EACH |  |  |  |  | 8/6/2021 | 8/6/2022 | M2006021-0600 | 13
1899 |  | OP178 CRANK GANTRY | DRIV | JENOPTIK M2006021-178 CRANK GAGE DRIVE UNIT - 662675 |  |  |  | 665852 | 6 | 30336 | JENOPTIK INDUSTRIAL METROLOGY (GERMANY) | 39 | fork plate | 10 |  | 1 |  | C |  | EACH |  |  |  |  | 8/6/2021 | 8/6/2022 | M2006021-0600 | 13
1900 |  | OP178 CRANK GANTRY | DRIV | JENOPTIK M2006021-178 CRANK GAGE DRIVE UNIT - 662675 |  |  |  | 665852 | 6 | 30336 | JENOPTIK INDUSTRIAL METROLOGY (GERMANY) | 39 | sliding guide | 13 |  | 1 |  | C |  | EACH |  |  |  |  | 8/6/2021 | 8/6/2022 | M2006021-0600 | 13
1901 |  | OP178 CRANK GANTRY | DRIV | JENOPTIK M2006021-178 CRANK GAGE DRIVE UNIT - 662675 |  |  |  | 665425 | 6 | 30336 | JENOPTIK INDUSTRIAL METROLOGY (GERMANY) | 39 | prism | 5 |  | 1 | 1 | A |  | EACH | $60.00 | 60 | AS |  | 8/6/2021 | 8/6/2022 | M2006021-0600 | 13
1902 |  | OP178 CRANK GANTRY | DRIV | JENOPTIK M2006021-178 CRANK GAGE DRIVE UNIT - 662675 |  |  |  | 665872 | 6 | 30336 | JENOPTIK INDUSTRIAL METROLOGY (GERMANY) | 39 | prism plate | 11 |  | 2 |  | C |  | EACH |  |  |  |  | 8/6/2021 | 8/6/2022 | M2006021-0600 | 13
1903 |  | OP178 CRANK GANTRY | DRIV | JENOPTIK M2006021-178 CRANK GAGE DRIVE UNIT - 662675 |  |  |  | 665919 | 6 | 30336 | JENOPTIK INDUSTRIAL METROLOGY (GERMANY) | 39 | cover prism | 11 |  | 4 | 1 | A |  | EACH | $30.00 | 60 | AS |  | 8/6/2021 | 8/6/2022 | M2006021-0600 | 13
1904 |  | OP178 CRANK GANTRY | DRIV | JENOPTIK M2006021-178 CRANK GAGE DRIVE UNIT - 662675 |  |  |  | 10011285 | 8 | 30336 | JENOPTIK INDUSTRIAL METROLOGY (GERMANY) | 39 | stop plate | 10 |  | 6 |  | C |  | EACH |  |  |  |  | 8/6/2021 | 8/6/2022 | M2006021-0600 | 13
1905 |  | OP178 CRANK GANTRY | DRIV | JENOPTIK M2006021-178 CRANK GAGE DRIVE UNIT - 662675 |  |  |  | IM055112 | 8 | 30336 | JENOPTIK INDUSTRIAL METROLOGY (GERMANY) | 39 | ball pressure screw M8x20 | 25 |  | 2 |  | C |  | EACH |  |  |  |  | 8/6/2021 | 8/6/2022 | M2006021-0600 | 13
1906 |  | OP178 CRANK GANTRY | DRIV | JENOPTIK M2006021-178 CRANK GAGE DRIVE UNIT - 662675 |  |  |  | 10059797 | 8 | 30336 | JENOPTIK INDUSTRIAL METROLOGY (GERMANY) | 39 | holder | 6 |  | 3 |  | C |  | EACH |  |  |  |  | 8/6/2021 | 8/6/2022 | M2006021-0600 | 13
1907 |  | OP178 CRANK GANTRY | DRIV | JENOPTIK M2006021-178 CRANK GAGE DRIVE UNIT - 662675 |  |  |  | 10059836 | 8 | 30336 | JENOPTIK INDUSTRIAL METROLOGY (GERMANY) | 39 | stop plate | 10 |  | 2 |  | C |  | EACH |  |  |  |  | 8/6/2021 | 8/6/2022 | M2006021-0600 | 13
1908 |  | OP178 CRANK GANTRY | DRIV | JENOPTIK M2006021-178 CRANK GAGE DRIVE UNIT - 662675 |  |  |  | D-125 (IM063364) | 16 | 30336 | JENOPTIK INDUSTRIAL METROLOGY (GERMANY) | 39 | pressure spring D-125 | 21 |  | 2 | 1 | A |  | EACH | $30.00 | 60 | AS |  | 8/6/2021 | 8/6/2022 | M2006021-0600 | 13
1909 |  | OP178 CRANK GANTRY | CLMP | JENOPTIK M2006021-178 CRANK GAGE CLAMPING WORKPIECE - 662676 |  |  |  | HGP-25-A-B-SSK | 14 | 43213 | FESTO | 5 | parallel gripper | 16 |  | 1 | 1 | A |  | EACH | $1980.00 | 60 | AS |  | 8/6/2021 | 8/6/2022 | M2006021-0600 | 13
1910 |  | OP178 CRANK GANTRY | CLMP | JENOPTIK M2006021-178 CRANK GAGE CLAMPING WORKPIECE - 662676 |  |  |  | SME-8-S-LED-24 150857 | 22 | 43213 | FESTO | 5 | proximity sensor SME-8-S-LED-24 150857 | 39 |  | 2 | 1 | A |  | EACH | $110.00 | 60 | AS |  | 8/6/2021 | 8/6/2022 | M2006021-0600 | 13
1911 |  | OP178 CRANK GANTRY | CLMP | JENOPTIK M2006021-178 CRANK GAGE CLAMPING WORKPIECE - 662676 |  |  |  | IM063286 | 8 | 30336 | JENOPTIK INDUSTRIAL METROLOGY (GERMANY) | 39 | centering sleeve ZBH-9 | 22 |  | 2 |  | C |  | EACH |  |  |  |  | 8/6/2021 | 8/6/2022 | M2006021-0600 | 13
1912 |  | OP178 CRANK GANTRY | CLMP | JENOPTIK M2006021-178 CRANK GAGE CLAMPING WORKPIECE - 662676 |  |  |  | 667515 | 6 | 30336 | JENOPTIK INDUSTRIAL METROLOGY (GERMANY) | 39 | gripper jaw | 11 |  | 2 | 1 | A |  | EACH | $80.00 | 60 | AS |  | 8/6/2021 | 8/6/2022 | M2006021-0600 | 13
1913 |  | OP178 CRANK GANTRY | CLMP | JENOPTIK M2006021-178 CRANK GAGE CLAMPING WORKPIECE - 662676 |  |  |  | 10055972 | 8 | 30336 | JENOPTIK INDUSTRIAL METROLOGY (GERMANY) | 39 | insert gripper jaw | 18 |  | 2 | 1 | A |  | EACH | $110.00 | 60 | AS |  | 8/6/2021 | 8/6/2022 | M2006021-0600 | 13
1914 |  | OP178 CRANK GANTRY | CLMP | JENOPTIK M2006021-178 CRANK GAGE CLAMPING WORKPIECE - 662676 |  |  |  | 10043044 | 8 | 30336 | JENOPTIK INDUSTRIAL METROLOGY (GERMANY) | 39 | base plate | 10 |  | 1 |  | C |  | EACH |  |  |  |  | 8/6/2021 | 8/6/2022 | M2006021-0600 | 13
1915 |  | OP178 CRANK GANTRY | CLMP | JENOPTIK M2006021-178 CRANK GAGE CLAMPING WORKPIECE - 662676 |  |  |  | 10055970 | 8 | 30336 | JENOPTIK INDUSTRIAL METROLOGY (GERMANY) | 39 | holder | 6 |  | 1 |  | C |  | EACH |  |  |  |  | 8/6/2021 | 8/6/2022 | M2006021-0600 | 13
1916 |  | OP178 CRANK GANTRY | PROB | JENOPTIK M2006021-178 CRANK GAGE MEASUREMENT SATELLITE - 662677 |  |  |  | PS100-16-HBT | 12 | 30336 | JENOPTIK INDUSTRIAL METROLOGY (GERMANY) | 39 | Gageline PS100-16-HBT | 21 |  | 4 | 1 | A | Y | EACH | $4476.00 | 60 | AS |  | 8/6/2021 | 8/6/2022 | M2006021-0600 | 13
1917 |  | OP178 CRANK GANTRY | PROB | JENOPTIK M2006021-178 CRANK GAGE MEASUREMENT SATELLITE - 662677 |  |  |  | PS50-4-AV | 9 | 30336 | JENOPTIK INDUSTRIAL METROLOGY (GERMANY) | 39 | Gageline PS50-4-AV | 18 |  | 1 | 1 | A | Y | EACH | $2151.00 | 60 | AS |  | 8/6/2021 | 8/6/2022 | M2006021-0600 | 13
1918 |  | OP178 CRANK GANTRY | PROB | JENOPTIK M2006021-178 CRANK GAGE MEASUREMENT SATELLITE - 662677 |  |  |  | PS50-4-D (M23) | 14 | 30336 | JENOPTIK INDUSTRIAL METROLOGY (GERMANY) | 39 | Gageline PS50-4-D (M23) | 23 |  | 1 | 1 | A | Y | EACH | $2013.00 | 60 | AS |  | 8/6/2021 | 8/6/2022 | M2006021-0600 | 13
1919 |  | OP178 CRANK GANTRY | PROB | JENOPTIK M2006021-178 CRANK GAGE MEASUREMENT SATELLITE - 662677 |  |  |  | PS50-4-D (DSUB) | 15 | 30336 | JENOPTIK INDUSTRIAL METROLOGY (GERMANY) | 39 | Gageline PS50-4-D (DSUB) | 24 |  | 1 | 1 | A | Y | EACH | $2004.00 | 60 | AS |  | 8/6/2021 | 8/6/2022 | M2006021-0600 | 13
1920 |  | OP178 CRANK GANTRY | PROB | JENOPTIK M2006021-178 CRANK GAGE MEASUREMENT SATELLITE - 662677 |  |  |  | PS100-8-D (D-SUB) | 17 | 30336 | JENOPTIK INDUSTRIAL METROLOGY (GERMANY) | 39 | HOMMEL-ETAMIC PS100-8-D (D-SUB) | 31 |  | 2 | 1 | A | Y | EACH | $3264.00 | 60 | AS |  | 8/6/2021 | 8/6/2022 | M2006021-0600 | 13
1921 |  | OP178 CRANK GANTRY | PROB | JENOPTIK M2006021-178 CRANK GAGE MEASUREMENT SATELLITE - 662677 |  |  |  | 10058851 | 8 | 30336 | JENOPTIK INDUSTRIAL METROLOGY (GERMANY) | 39 | Mounting bracket | 16 |  | 9 |  | C |  | EACH |  |  |  |  | 8/6/2021 | 8/6/2022 | M2006021-0600 | 13
1922 |  | OP178 CRANK GANTRY | PROB | JENOPTIK M2006021-178 CRANK GAGE MEASUREMENT SATELLITE - 662677 |  |  |  | 668264 | 6 | 30336 | JENOPTIK INDUSTRIAL METROLOGY (GERMANY) | 39 | bracket | 7 |  | 2 |  | C |  | EACH |  |  |  |  | 8/6/2021 | 8/6/2022 | M2006021-0600 | 13
1923 |  | OP178 CRANK GANTRY | PROB | JENOPTIK M2006021-178 CRANK GAGE MEASUREMENT SATELLITE - 662677 |  |  |  | 668265 | 6 | 30336 | JENOPTIK INDUSTRIAL METROLOGY (GERMANY) | 39 | mounting plate | 14 |  | 2 |  | C |  | EACH |  |  |  |  | 8/6/2021 | 8/6/2022 | M2006021-0600 | 13
1924 |  | OP178 CRANK GANTRY | PROB | JENOPTIK M2006021-178 CRANK GAGE MEASUREMENT SATELLITE - 662677 |  |  |  | 10055085 | 8 | 30336 | JENOPTIK INDUSTRIAL METROLOGY (GERMANY) | 39 | Cluster Connector power,Ethernet,Trigger | 40 |  | 7 | 1 | A | Y | EACH | $645.00 | 60 | AS |  | 8/6/2021 | 8/6/2022 | M2006021-0600 | 13
1925 |  | OP178 CRANK GANTRY | PROB | JENOPTIK M2006021-178 CRANK GAGE MEASUREMENT SATELLITE - 662677 |  |  |  | 10053482 | 8 | 30336 | JENOPTIK INDUSTRIAL METROLOGY (GERMANY) | 39 | Trigger-bus termination conn. (male) | 36 |  | 1 | 1 | A |  | EACH | $120.00 | 60 | AS |  | 8/6/2021 | 8/6/2022 | M2006021-0600 | 13
1926 |  | OP178 CRANK GANTRY | PROB | JENOPTIK M2006021-178 CRANK GAGE MEASUREMENT SATELLITE - 662677 |  |  |  | 10053480 | 8 | 30336 | JENOPTIK INDUSTRIAL METROLOGY (GERMANY) | 39 | Trigger-bus termination conn.(female) | 37 |  | 1 | 1 | A |  | EACH | $120.00 | 60 | AS |  | 8/6/2021 | 8/6/2022 | M2006021-0600 | 13
1927 |  | OP178 CRANK GANTRY | PROB | JENOPTIK M2006021-178 CRANK GAGE MEASUREMENT SATELLITE - 662677 |  |  |  | PS100 16HBT | 11 | 30336 | JENOPTIK INDUSTRIAL METROLOGY (GERMANY) | 39 | label probe no. satellite PS100 16HBT | 37 |  | 6 |  | C |  | EACH |  |  |  |  | 8/6/2021 | 8/6/2022 | M2006021-0600 | 13
1928 |  | OP178 CRANK GANTRY | PROB | JENOPTIK M2006021-178 CRANK GAGE MEASUREMENT SATELLITE - 662677 |  |  |  | PS50 4D (M23) | 13 | 30336 | JENOPTIK INDUSTRIAL METROLOGY (GERMANY) | 39 | label probe no. satellite PS50 4D (M23) | 39 |  | 1 |  | C |  | EACH |  |  |  |  | 8/6/2021 | 8/6/2022 | M2006021-0600 | 13
1929 |  | OP178 CRANK GANTRY | PROB | JENOPTIK M2006021-178 CRANK GAGE MEASUREMENT SATELLITE - 662677 |  |  |  | PS50 | 4 | 30336 | JENOPTIK INDUSTRIAL METROLOGY (GERMANY) | 39 | label probe no. satellite PS50 | 30 |  | 2 |  | C |  | EACH |  |  |  |  | 8/6/2021 | 8/6/2022 | M2006021-0600 | 13
1930 |  | OP178 CRANK GANTRY | PROB | JENOPTIK M2006021-178 CRANK GAGE MEASUREMENT SATELLITE - 662677 |  |  |  | 10048255 | 8 | 30336 | JENOPTIK INDUSTRIAL METROLOGY (GERMANY) | 39 | Snaploc bolt D=7 | 16 |  | 36 |  | C |  | EACH |  |  |  |  | 8/6/2021 | 8/6/2022 | M2006021-0600 | 13
1931 |  | OP178 CRANK GANTRY | PROB | JENOPTIK M2006021-178 CRANK GAGE MEASUREMENT SATELLITE - 662677 |  |  |  | Sub-D 1m | 8 | 37586 | Heidenhain | 10 | connection cable Sub-D 1m | 25 |  | 10 | 1 | B |  | EACH | $245.00 | 100 | AS |  | 8/6/2021 | 8/6/2022 | M2006021-0600 | 13

## Lists
Part Type | UOM | UOM Description | Replacement Cycle | Replacement Cycle Desc
A | E1 | EACH | AS | AS REQUIRED
B | I1 | INCHES | 1D | DAILY
C | F1 | FEET | 1M | MONTHLY
| M3 | MILLIMETERS | 1W | WEEKLY
| M4 | METER | 1Y | YEARLY
| BX | BOX | DM | 20 MONTHS
| U1 | UNIT | EM | 30 MONTHS
| G1 | GALLON | FM | FOURTEEN MONTHS
| L1 | LITER | TM | TEN MONTHS
|  |  | 1H | 1.7 M HOURS
|  |  | 1I | 10K HOURS
|  |  | 1J | 18K HOURS
|  |  | 1C | 10M CYCLES
|  |  | 2C | 2K CYCLES
|  |  | 3C | 3M CYCLES
|  |  | 1K | 100K CYCLES
|  |  | 4H | 44K HOURS
|  |  | 4I | 450K HOURS
|  |  | 6H | 62K HOURS
|  |  | 8H | 8K HOURS
|  |  | 10 | TEN WEEKS
|  |  | 2D | ALTERNATE DAYS
|  |  | 2M | BI MONTHLY
|  |  | 2W | EVERY TWO WEEKS
|  |  | 2Y | ALTERNATE YEARS
|  |  | 3M | THREE MONTHS
|  |  | 3Y | THREE YEARS
|  |  | 4M | FOUR MONTHS
|  |  | 4Y | FOUR YEARS
|  |  | 5Y | FIVE YEARS
|  |  | 6M | SIX MONTHS
|  |  | 6W | SIX WEEKS
|  |  | 6Y | SIX YEARS
|  |  | 8M | EIGHT MONTHS
|  |  | 8Y | EIGHT YEARS
|  |  | XY | TEN YEARS
|  |  | FY | FIFTEEN YEARS

## Manufacture List
Manufacture Name | Code
AIR CASTER CORPORATION | 44462
AIR SYSTEMS SALES | 13724
ALLEN BRADLEY | 24767
APEX TOOL GROUP LLC | 35953
AUTOMATION AND MODULAR COMPONENTS | 78079
B T M CORPORATION | 22222
BANNER ENGINEERING | 56154
BARNUM H H COMPANY | 18114
BASTIAN COMPANY | 94765
BELANGER INC | 22503
BINKS SPRAY PAINT & FINISHING SYS | 71421
BLEICHERT INC | 18580
BORRIES MARKIER SYSTEME | 99446
BORRIES MARKING SYSTEMS | 50494
CENTERLINE | 61765
CHANGER & DRESSER CORP | 40408
CLEAVER-BROOKS COMPANY | 23485
COGNEX CORPORATION | 27397
COMAU INC | 72906
COMMERCE CONTROLS | 24762
COMPLETE AUTOMATION | 87046
E & E ENGINEERING INC | 35001
EATON AIR FILTER | 35059
ECKHART H A & ASSOCIATES INC | 86988
ENCORE AUTOMATION | 59035
EXOTIC AUTOMATION & SUPPLY | 36166
FANUC | 15944
GARDNER-DENVER COMPANY | 42059
GIFFIN INC | 54319
GOULDS PUMPS INC | 42359
GRACO INC | 29215
GRUNDFOS PUMP CORPORATION | 69736
GUARDIAN MANUFACTURING INC | 62404
GUDEL INC | 17534
GUSHER PUMPS INC | 25628
HANDLING SPECIALTY INC | 85363
HOFFMAN ELECTRICAL & SUPPLY CO | 42529
INDICON CORPORATION | 48829
KERR PUMP AND SUPPLY INC | 55123
KEYENCE CORPORATION OF AMERICA | 44148
KNIGHT INDUSTRIES | 39283
KNIGHT INDUSTRIES AND ASSOCIATES | 34614
KUKA | 15812
LEONI | 15412
MAXON CORPORATION | 63307
MC NAUGHTON-MC KAY ELECTRIC CO | 61082
MEDAR INC | 34773
MODERN BODY ENGINEERING | 64560
MOPAR NATIONALS INC | 33242
MOTION INDEX DRIVES INC | 67855
NORDSON | 12565
NORDSON CORPORATION | 25767
NORDSON CORPORATION | 68243
NORTHERN BLOWER INC | 14523
PA SOLUTIONS INC | 50812
PALL PNEUMATIC PRODUCTS | 39446
PEPPERL & FUCHS INC | 63846
PERCEPTRON | 34455
PERCEPTRON | 43938
PORTER BURKE E MACHINERY COMPANY | 32397
PROAX TECHNOLOGIES LTD | 27808
PROCESS SYSTEMS COMPANY | 75373
PRP INC | 52614
PULSAFEEDER INC | 73015
REES INC | 17945
REO HYDRO PIERCE INC | 62268
ROCKWELL AUTOMATION | 10373
ROCKWELL AUTOMATION | 16049
ROCKWELL INDUSTRIES INC | 41882
ROCON MANUFACTURING CORPORATION | 74944
ROY SMITH COMPANY | 82482
RUPP WARREN COMPANY | 17386
SCHNEIDER ELECTRIC - SQUARE D | 36710
SCHNEIDER ELECTRIC USA INC | 82669
SICK INC | 21168
SMC PNEUMATIC INC | 42096
SPANG & COMPANY | 77791
SPEN TECH MACHINE ENGINEERING CORP | 48556
ST CLAIR SYSTEMS INC | 97067
SYNDEVCO INC | 20145
SYNDEVCO INC | 85852
TRANTER INC | 65401
TUNKERS INC | 43526
TURCK MULTIPROX INC | 21437
TUV AMERICA INC | 19626
TWIN CITY FAN & BLOWER COMPANY | 24172
UTICA ENTERPRISES INC | 49589
VALIANT | 13701
VRSI | 64755
WAMPFLER INC | 24820
WHITE H M | 96300
WTC CORPORATION | 40464
YALE HOISTS | 56161